## Summary
HONGSA POWER COMPANY
PROJECT : |  | Construction New NaNongKham Accommodation
LOCATION: |  | HONGSA DISTRICT LAO PDR.
SUMMARY OF CONSTRUCTION
ITEM | DESCRIPTION |  | QTY. | UNIT | MATERIAL | LABOUR | Unit Rate | TOTAL
(THB)
1 | Preliminary Work |  |  | LS.
2 | Demolish and Clearing Work |  |  | LS.
3 | Building Sr.Officer Type |  |  | Building
4 | Building Officer Type |  |  | Building
5 | Main water supply and sewage systems |  |  | LS.
6 | Road Work, Fence and Drainage Systems |  |  | LS.
7 | Improvement Phonchan Water Treatment Plant |  |  | LS.
8 | CCTV Systems |  |  | LS.
9 | Artificial grass football field |  |  | LS.
10 | HV System, Transformer, Street lighting and outdoor lighting systems |  |  | LS.
11 | Fire Alarm Systems |  |  | LS.
12 | GYM |  |  | LS.
TOTAL
PROFIT
GRAND TOTAL (THB)

## 1)Preliminary Work
Preliminary Work Construction NaNongKham Accommodation
Item | Description | Unit | Q'ty | Price |  | Amount
|  |  |  | Unit | Amount | THB.
1 | COMMON TEMPORARY WORK
Temporary Electricity & Water Work
1.1 | Running Cost of Electricity Charge
| Workshop and Office | Months
| Camp | Months
1.2 | Running Cost for Water Supply
| Office & Camp | Months
Sub Total Item 1
2 | TRANSPORT PAKAGING
2.1 | Material | Trip
2.2 | Equipment | Trip
Sub Total Item 2
3 | TEMPORARY SKILLED WORKER
| Contract Period | Months
3.1 | Management
| PM | M-months
| PE | M-months
| Secretary | M-months
| Q.A / Q.C / Planning | M-months
| Safety Officer | M-months
| Cost, Q/S Engineer | M-months
3.2 | Technical
| 1 - Head Section | M-months
| 1 - Auto CAD | M-months
| 1 - Surveyor Chief | M-months
3.3 | Construction Supervision
| 1 - Civil Engineer - Sub Structure Works | M-months
3.4 | On-Site Administration
| Account Manager | M-months
| 1 - Admin Staffs | M-months
| Store Chief | M-months
| 4 - Admin. & Store Keeper (Local) | M-months
| Operator (Local) | M-months
| 1 - Mess (Local) | M-months
| 3 - Driver (Local) | M-months
Sub Total Item 3
4 | SITE OFFICE EXPENSE
Months
4.1 | Consumables and Supply
| Furniture for Office | LS.
| Stationeries / Consumables | Months
| Xerox, Photo Expense | Months
4.4 | Safety Precautions
| Personnel Safety Equipment | LS.
| Safety Signs | Ea.
| Personnel Safety Equipment and On Site Provisions | LS.
4.5 | On-Site Transportation
| Pick Up | M-months
Total
5 | GENERAL AND ADMINISTRATIVE COST | Months
5.1 | Temporary Electric Work (Camp worker) | LS.
5.2 | Temporary Water Work (Camp worker) | LS.
5.3 | Contractor Yard and Office
| Office | Sq.m.
| Store | Sq.m.
| Workshop | Sq.m.
Camp
| Staff Rooms | Sq.m.
| Worker Rooms | Sq.m.
5.4 | Temporary Road , Fence and Gate
| Fence and Gate | m
Total
GRAND TOTAL | [5 empty] | 0

## BOQ (hidden)
HONGSA POWER COMPANY
HONGSA POWER COMPANY
Bill Of Quantiy
PROJECT : |  |  | Construction EGAT O&M Accommodation |  |  |  |  | SUBMIT By.
BUILDING TYPE : |  |  | ROOM TYPE E |  |  |  |  | APPROVED By.
LOCATION: |  |  | BAN CHAMPA, HONGSA DISTRICT. LAO |  |  |  |  | DATE
ITEM | DESCRIPTION |  |  | QTY. | UNIT | MATERIAL |  | LABOUR |  | Unit Rate | TOTAL
[6 empty] | UNIT | TOTAL | UNIT | TOTAL |  |  |  | UNIT | Master list
[6 empty] | COST | (THB) | COST | (THB) |  | (THB) |  | COST | 1.4 | %
1 | Structure Work | [5 empty] | 3044385 |  | 1137847 |  | 4182232
| 1.1 |  | Foundation and Structure Work
|  | 1.1.1 | Preparation works, Clearing and Setting Out | 950 | Sq.m | 0 | 0 | 110 | 104500 | 110 | 104500
|  | 1.1.2 | Excavation | 301 | Cu.m | 0 | 0 | 55 | 16555 | 55 | 16555
|  | 1.1.3 | Back Fill | 264 | Cu.m | 0 | 0 | 55 | 14520 | 55 | 14520
|  | 1.1.4 | Sand Back Fill and Compacted | 12 | Cu.m | 640 | 7680 | 120 | 1440 | 760 | 9120
|  | 1.1.5 | Lean Concrete | 9 | Cu.m | 2200 | 19800 | 300 | 2700 | 2500 | 22500
|  | 1.1.6 | Concrete 240 Ksc. Cube (1:2:4) | 135 | Cu.m | 4100 | 553500 | 450 | 60750 | 4550 | 614250
|  | 1.1.7 | Form Work | 923 | Sq.m | 350 | 323050 | 180 | 166140 | 530 | 489190
|  | 1.1.8 | Reinforcement Bar |  |  | 0 | 0 | 0 | 0 | 0 | 0
|  |  | - RB9 (SD24) 0.499 kg/m | 7516 | Kg. | 35 | 263060 | 7 | 52612 | 42 | 315672
|  |  | - DB12 (SD40) 0.898 kg/m | 983 | Kg. | 35 | 34405 | 7 | 6881 | 42 | 41286
|  |  | - DB16 (SD40) 1.58 kg/m | 3765 | Kg. | 35 | 131775 | 7 | 26355 | 42 | 158130
|  |  | - DB20 (SD40) 2.47 kg/m | 3427 | Kg. | 35 | 119945 | 7 | 23989 | 42 | 143934
|  | 1.1.9 | Wire (No.18) | 440 | Kg. | 50 | 22000 | 0 | 0 | 50 | 22000
|  | 1.1.10 | Nail | 182 | Kg. | 50 | 9100 | 0 | 0 | 50 | 9100
|  | 1.1.11 | Wire mash 4 mm. #0.20 m. | 557 | Sq.m | 40 | 22280 | 30 | 16710 | 70 | 38990
|  | 1.1.12 | Wire mash 6 mm. #0.20 m. | 226 | Sq.m | 85 | 19210 | 30 | 6780 | 115 | 25990
| 1.2 |  | Solid Plank Slab 5 cm.THK. (250 KG./SQ.M.) | 557 | Sq.m | 400 | 222800 | 185 | 103045 | 585 | 325845
| 1.3 |  | Structural Steel |  |  | 0 | 0 | 0 | 0 | 0 | 0
|  | 1.3.1 | C 125x50x20x3.2 mm. (6.13 kg/m) | 7233 | Kg. | 55 | 397815 | 20 | 144660 | 75 | 542475
|  | 1.3.2 | C-150x65x20x3.2 (7.51 kg/m) | 5571 | Kg. | 55 | 306405 | 20 | 111420 | 75 | 417825
|  | 1.3.3 | C-100x50x3.2mm. (5.5kg./m) | 638 | Kg. | 55 | 35090 | 20 | 12760 | 75 | 47850
|  | 1.3.4 | SQUARE TUBE[/]100x100x4 mm. (11.73 kg/m.) | 4401 | Kg. | 55 | 242055 | 20 | 88020 | 75 | 330075
|  | 1.3.5 | SQUARE TUBE[/]150x150x4.5 mm. (20.15 kg/m.) | 927 | Kg. | 55 | 50985 | 20 | 18540 | 75 | 69525
|  | 1.3.6 | Anti Rust Coating (White Color, TOA or Equal) | 1199 | Sq.m | 90 | 107910 | 65 | 77935 | 155 | 185845
|  | 1.3.7 | Anti Rust Coating and Top Coating (White Color, TOA or Equal) | 1199 | Sq.m | 80 | 95920 | 65 | 77935 | 145 | 173855
|  | 1.3.8 | Steel Plate 200x200x6mm. With dowel bar | 48 | no | 200 | 9600 | 75 | 3600 | 275 | 13200
|  | 1.3.9 | Consume Material | 1 | Ls | 50000 | 50000 | 0 | 0 | 50000 | 50000
| 1.4 |  | Other (IF) | 1 | Ls | 0 | 0 | 0 | 0 | 0 | 0
2 | Architecturl Work | [5 empty] | 3342720 |  | 1459420 |  | 4802140 |  | 0
| 2.1 |  | Wall
|  | 2.1.1 | 7 CM. Cement Block Wall | 1410 | Sq.m | 240 | 338400 | 120 | 169200 | 360 | 507600 | YES | 170 | 240
|  | 2.1.2 | 1.5 CM. PLASTERING | 2820 | Sq.m | 170 | 479400 | 90 | 253800 | 260 | 733200 | YES | 120 | 170
|  | 2.1.3 | Ceramic Tile 200x250mm. (White Color, Duragres) (Toilet) | 205 | Sq.m | 360 | 73800 | 170 | 34850 | 530 | 108650 | YES | 260 | 360
|  | 2.1.4 | Fiber Cement Board Wall | 8 | Sq.m | 520 | 4160 | 280 | 2240 | 800 | 6400 | YES | 370 | 520
|  | 2.1.5 | 0.07x0.10 M.Lintel (Material Include Structure Item) | 660 | m. | 130 | 85800 | 70 | 46200 | 200 | 132000 | YES | 90 | 130
| 2.2 |  | Floor | [8 empty] | YES |  | 0
|  | 2.2.1 | F1 Ceramic Tile 300x300 mm. (NON SLIP White Color, COTTO) | 588 | Sq.m | 440 | 258720 | 200 | 117600 | 640 | 376320 | YES | 315 | 440
|  | 2.2.2 | F2 Ceramic Tile 200x200mm.(NON SLIP) | 75 | Sq.m | 420 | 31500 | 200 | 15000 | 620 | 46500 | YES | 302 | 420
|  | 2.2.3 | F3 Steel Trowel Finish | 55 | Sq.m | 130 | 7150 | 90 | 4950 | 220 | 12100 | YES | 95 | 130
|  | 2.2.4 | F4 Rough Surface | 215 | Sq.m | 130 | 27950 | 90 | 19350 | 220 | 47300 | YES | 95 | 130
| 2.3 |  | Ceiling | [6 empty] | 0 |  | YES |  | 0
|  | 2.3.1 | C1; T-Bar, Gypsum Board 6 mm. (Elephant Brand) | 430 | Sq.m | 490 | 210700 | 180 | 77400 | 670 | 288100 | YES | 350 | 490
|  | 2.3.2 | C2; T-Bar, Gypsum Board 6 mm. Moisturized Resistance (Elephant Brand) | 71 | Sq.m | 520 | 36920 | 180 | 12780 | 700 | 49700 | YES | 370 | 520
|  | 2.3.3 | C3; T-Bar, Gypsum Board 6 mm. (Elephant Brand) | 145 | Sq.m | 490 | 71050 | 180 | 26100 | 670 | 97150 | YES | 350 | 490
|  | 2.3.4 | C4; Smart Board 4 mm. Striped With Frame GALV.Steel 0.55 mm.thk.. (Elephant Brand) | 45 | Sq.m | 400 | 18000 | 220 | 9900 | 620 | 27900 | YES | 285 | 400
|  | 2.3.5 | C5; Ventilate Smart Board 4 mm. Striped With Frame GALV.Steel 0.55 mm.thk.. (Elephant Brand) | 250 | Sq.m | 420 | 105000 | 275 | 68750 | 695 | 173750 | YES | 300 | 420
| 2.4 |  | Roofing | [6 empty] | 0 |  | YES |  | 0
|  | 2.4.1 | Roman Tile 50x120x0.55 cm. Include insulation sheet (Brown Color Elephant Brand) | 960 | Sq.m. | 250 | 240000 | 280 | 268800 | 530 | 508800 | YES | 180 | 250
|  | 2.4.2 | CPAC Monier Round Ridge 3.3 PCS/m (Brown Color Elephant Brand) | 145 | Pcs. | 90 | 13050 |  | Inclued item 2.4.1 | 90 | 13050 | YES | 67 | 90
|  | 2.4.3 | CPAC Monier Round Hip Ridge 3.3 PCS/m (Brown Color Elephant Brand) | 104 | Pcs. | 90 | 9360 |  | Inclued item 2.4.1 | 90 | 9360 | YES | 67 | 90
|  | 2.4.4 | CPAC Monier Hip End. (Elephant Brand, Brown Color) | 4 | Pcs. | 90 | 360 |  | Inclued item 2.4.1 | 90 | 360 | YES | 67 | 90
|  | 2.4.5 | CPAC Monier Ridge End. (Elephant Brand, Brown Color) | 2 | Pcs. | 90 | 180 |  | Inclued item 2.4.1 | 90 | 180 | YES | 67 | 90
|  | 2.4.6 | CPAC Monier Barge. 3 PCS/m (Elephant Brand, Brown Color) | 52 | Pcs. | 90 | 4680 |  | Inclued item 2.4.1 | 90 | 4680 | YES | 67 | 90
|  | 2.4.7 | Eave Filler Set 1EA. = 10 PCS. (Elephant Brand) | 35 | EA. | 380 | 13300 |  | Inclued item 2.4.1 | 380 | 13300 | YES | 270 | 380
|  | 2.4.8 | Cilp Lock 20 cm. For Structure Steel C 150 | 4360 | EA. | 10 | 43600 |  | Inclued item 2.4.1 | 10 | 43600 | YES | 10 | 10
|  | 2.4.9 | Hook Bolt 6 in | 350 | EA. | 10 | 3500 |  | Inclued item 2.4.1 | 10 | 3500 | YES | 8 | 10
|  | 2.4.10 | EVEN and FASCIA | [6 empty] | 0 |  | YES |  | 0
|  |  | - Fiber Cement Board 20 cm. | 170 | m. | 480 | 81600 | 80 | 13600 | 560 | 95200 | YES | 340 | 480
|  |  | - Fiber Cement Board 25 cm. | 170 | m. | 620 | 105400 | 80 | 13600 | 700 | 119000 | YES | 440 | 620
|  | 2.4.11 | Rain water trough galvanized 15x30 cm. | [6 empty] | 0 |  | YES |  | 0
|  |  | -Rain water trough galvanized 15x30 cm. No 26 | 150 | m. | 490 | 73500 | 140 | 21000 | 630 | 94500 | YES | 350 | 490
|  |  | -Pipe galvanized dai. 10 cm. | 24 | m. | 490 | 11760 | 80 | 1920 | 570 | 13680 | YES | 350 | 490
|  |  | -PVC Pipe dia. 4 in Class 8.5 | 12 | m. | 380 | 4560 | 60 | 720 | 440 | 5280 | YES | 270 | 380
| 2.5 |  | Door-Windows Included Hard Ware | [6 empty] | 0 |  | YES |  | 0
|  | 2.5.1 | D1 ALUMINIUM DOOR 2-80X200 CM.,SWING. Included Equipment | 1 | Set | 23800 | 23800 | 4500 | 4500 | 28300 | 28300 | YES | 17000 | 23800
|  | 2.5.2 | D2 PLYWOOD DOOR 80x200 CM. Included Equipment | 40 | Set | 3990 | 159600 | 850 | 34000 | 4840 | 193600 | YES | 2850 | 3990
|  | 2.5.3 | D3 PVC DOOR 70x180 CM. Included Equipment | 20 | Set | 1960 | 39200 | 700 | 14000 | 2660 | 53200 | YES | 1400 | 1960
|  | 2.5.4 | D4 HARD WOOD DOOR 80x200 CM. Included Equipment | 20 | Set | 3530 | 70600 | 850 | 17000 | 4380 | 87600 | YES | 2520 | 3530
|  | 2.5.5 | D5 HARD WOOD DOOR 80x200 CM Included Equipment | 2 | Set | 3850 | 7700 | 850 | 1700 | 4700 | 9400 | YES | 2750 | 3850
|  | 2.5.6 | W1 Aluminum Sliding Window 120x110 cm. Clear Glass 6 mm. thk. Incloded Equipment, Mosquito wire screen | 40 | Set | 4620 | 184800 | 750 | 30000 | 5370 | 214800 | YES | 3300 | 4620
|  | 2.5.7 | W2 | 2 | Set | 2730 | 5460 | 750 | 1500 | 3480 | 6960 | YES | 1950 | 2730
|  | 2.5.8 | W3 | 40 | Set | 730 | 29200 | 350 | 14000 | 1080 | 43200 | YES | 520 | 730
|  | 2.5.9 | W4 | 2 | Set | 9730 | 19460 | 900 | 1800 | 10630 | 21260 | YES | 6950 | 9730
|  | 2.5.10 | MOSQUITO WIRE SCREEN | [6 empty] | 0 |  | YES |  | 0
|  |  | -For D2 | 20 | Set | 1190 | 23800 | 330 | 6600 | 1520 | 30400 | YES | 850 | 1190
|  |  | -For D4 | 20 | Set | 1190 | 23800 | 330 | 6600 | 1520 | 30400 | YES | 850 | 1190
| 2.6 |  | Paint | [6 empty] | 0 |  | YES |  | 0
|  | 2.6.1 | W1: Acrylic Interior Paint (White Color, TOA or Equal) | 2325 | Sq.m | 100 | 232500 | 40 | 93000 | 140 | 325500 | YES | 70 | 100
|  | 2.6.2 | W1: Acrylic Exterior Paint (White Color, TOA or Equal) | 420 | Sq.m | 100 | 42000 | 40 | 16800 | 140 | 58800 | YES | 70 | 100
|  | 2.6.3 | C3: Acrylic Interior Paint (White Color, TOA or Equal) | 0 | Sq.m | 100 | 0 | 40 | 0 | 140 | 0 | YES | 70 | 100
|  | 2.6.4 | C4: Acrylic Exterior Paint (White Color, TOA or Equal) | 45 | Sq.m | 100 | 4500 | 40 | 1800 | 140 | 6300 | YES | 70 | 100
|  | 2.6.5 | C5: Acrylic Exterior Paint (White Color, TOA or Equal) | 250 | Sq.m | 100 | 25000 | 40 | 10000 | 140 | 35000 | YES | 70 | 100
|  | 2.6.6 | ENAMEL PAINT (Brown Color, TOA or Equal) | 209 | Sq.m | 100 | 20900 | 40 | 8360 | 140 | 29260 | YES | 70 | 100
| 2.7 |  | Miscellaneous | [6 empty] | 0 |  | YES |  | 0
|  | 2.7.1 | Counter Concrete 0.60x0.80x2.00 m. (Included Ceramic Tile 0.20x0.20 m. and Hard ware) | 1 | Ls. | 77000 | 77000 | 20000 | 20000 | 97000 | 97000 | YES | 55000 | 77000
0
3 | Electrical System | [5 empty] | 1738352 |  | 679510 |  | 2417862 |  |  | 0
| 3.1 | Panel Board and Circuit Breaker | [11 empty] | 0
|  | 3.1.1 | Load Panel : LP1 | [10 empty] | 0
|  | - | Panel 3 phase 4 wires 250 A, IC>25 KA 42 ckt | 1 | set | 17900 | 17900 | 550 | 550 | 18450 | 18450 |  |  | 0
|  | - | Main CB 250AT/250 AF, 3P IC>25 KA | 1 | set | 11530 | 11530 | 550 | 550 | 12080 | 12080 |  |  | 0
|  | - | CB 40AT, 1P, IC > 6KA | 20 | ea | 510 | 10200 | 55 | 1100 | 565 | 11300 |  |  | 0
|  | - | CB 32AT, 1P, IC > 6KA | 4 | ea | 225 | 900 | 55 | 220 | 280 | 1120 |  |  | 0
|  | - | CB 20AT, 1P, IC > 6KA | 6 | ea | 225 | 1350 | 55 | 330 | 280 | 1680 |  |  | 0
|  | - | CB 16AT, 1P, IC > 6KA | 2 | ea | 225 | 450 | 55 | 110 | 280 | 560 |  |  | 0
|  | 3.1.2 | Customer Unit : CU |  |  |  | 0 |  | 0 | 0 | 0 |  |  | 0
|  | - | Panel 1 phase 2 wires , IC>10 KA 6 ckt (คิดที่ 15%ของจำนวน 20) | 3 | set | 2600 | 7800 | 330 | 990 | 2930 | 8790 |  |  | 0
|  | - | Panel 1 phase 2 wires , IC>10 KA 6 ckt (ค่าแรงติดตั้ง) | 17 | set | 0 | 0 | 330 | 5610 | 330 | 5610 |  |  | 0
|  | - | Main CB 40AT, 2P IC > 10 KA | 20 | set | 1450 | 29000 | 110 | 2200 | 1560 | 31200 |  |  | 0
|  | - | RCBO 32AT, 1P, 30 mA, IC > 6KA | 20 | ea | 2190 | 43800 | 55 | 1100 | 2245 | 44900 |  |  | 0
|  | - | CB 20AT, 1P, IC > 6KA | 40 | ea | 225 | 9000 | 55 | 2200 | 280 | 11200 |  |  | 0
|  | - | CB 16AT, 1P, IC > 6KA | 20 | ea | 225 | 4500 | 55 | 1100 | 280 | 5600 |  |  | 0
|  | 3.1.3 | Junction Box |  |  |  | 0 |  | 0 | 0 | 0 |  |  | 0
|  | - | Junction Box | 532 | ea | 32 | 17024 | 55 | 29260 | 87 | 46284 |  |  | 0
|  | - | Junction Box (wp) | 20 | ea | 57 | 1140 | 55 | 1100 | 112 | 2240 |  |  | 0
|  | 3.1.4 | Kilo Watt Hour Meter |  |  |  | 0 |  | 0 | 0 | 0 |  |  | 0
|  | - | Kilo Watt Hour Meter 1 Phase 220 V 15/45A (คิดที่ 15%ของจำนวน 20) | 3 | set | 2000 | 6000 | 240 | 720 | 2240 | 6720 |  |  | 0
|  | - | Kilo Watt Hour Meter 1 Phase 220 V 15/45A (ค่าแรงติดตั้ง) | 17 | set | 0 | 0 | 240 | 4080 | 240 | 4080 |  |  | 0
[7 empty] | 0 |  | 0 | 0 | 0 |  |  | 0
| 3.2 | Cable & Wire |  |  |  |  | 0 |  | 0 | 0 | 0 |  |  | 0
|  | 3.2.1 | IEC 01 THW, 450/750 V, 70 °C |  |  |  | 0 |  | 0 | 0 | 0 |  |  | 0
|  | - | 2.5 Sqmm, | 2375 | m | 13 | 30875 | 6 | 14250 | 19 | 45125 |  |  | 0
|  | - | 4 Sqmm. | 10947 | m | 19 | 207993 | 8 | 87576 | 27 | 295569 |  |  | 0
|  | - | 6 Sqmm, | 140 | m | 30 | 4200 | 13 | 1820 | 43 | 6020 |  |  | 0
|  | - | 10 Sqmm. | 1800 | m | 50 | 90000 | 23 | 41400 | 73 | 131400 |  |  | 0
|  | - | 35 Sqmm. | 30 | m | 171 | 5130 | 30 | 900 | 201 | 6030 |  |  | 0
|  | 3.2.2 | FD-0.6/1KV-CV, 0.6/1KV, 90 °C |  |  |  | 0 |  | 0 | 0 | 0 |  |  | 0
|  | - | 120 Sqmm, | 220 | m | 593 | 130460 | 65 | 14300 | 658 | 144760 |  |  | 0
| 3.3 | Raceway |  |  |  |  | 0 |  | 0 | 0 | 0 |  |  | 0
|  | 3.3.1 | EMT Conduit |  |  |  | 0 |  | 0 | 0 | 0 |  |  | 0
|  | - | 1/2" EMT | 1844 | m | 44 | 81136 | 18 | 33192 | 62 | 114328 |  |  | 0
|  | - | 3/4" EMT | 80 | m | 64 | 5120 | 26 | 2080 | 90 | 7200 |  |  | 0
|  | 3.3.2 | IMC Conduit |  |  |  | 0 |  | 0 | 0 | 0 |  |  | 0
|  | - | 2" IMC | 17 | m | 365 | 6205 | 91 | 1547 | 456 | 7752 |  |  | 0
|  | - | 4" IMC | 9 | m | 934 | 8406 | 195 | 1755 | 1129 | 10161 |  |  | 0
|  | 3.3.3 | PVC Conduit |  |  |  | 0 |  | 0 | 0 | 0 |  |  | 0
|  | - | 1/2" PVC | 10 | m | 18 | 180 | 10 | 100 | 28 | 280 |  |  | 0
|  | 3.3.4 | Wire Way (Epoxy-Polyester powder paint thickness 2 mm. ) |  |  |  | 0 |  | 0 | 0 | 0 |  |  | 0
|  | - | 100x100 mm. | 60 | m | 550 | 33000 | 75 | 4500 | 625 | 37500 |  |  | 0
|  | - | 150x100 mm. | 63 | m | 673 | 42399 | 100 | 6300 | 773 | 48699 |  |  | 0
|  | 3.3.5 | Flexible conduit |  |  |  | 0 |  | 0 | 0 | 0 |  |  | 0
|  | - | 1/2" EMT | 160 | m | 10 | 1600 | 4 | 640 | 14 | 2240 |  |  | 0
|  | - | 3/4" EMT | 40 | m | 15 | 600 | 6 | 240 | 21 | 840 |  |  | 0
|  | 3.3.6 | HDPE conduit |  |  |  | 0 |  | 0 | 0 | 0 |  |  | 0
|  | - | 2" HDPE | 56 | m | 83 | 4648 | 48 | 2688 | 131 | 7336 |  |  | 0
|  | - | 4" HDPE | 28 | m | 248 | 6944 | 79 | 2212 | 327 | 9156 |  |  | 0
|  | 3.3.7 | Man Hole | 2 | set | 4000 | 8000 | 950 | 1900 | 4950 | 9900 |  |  | 0
|  | 3.3.7 | Fitting & Accessory | 1 | lot | 15300 | 15300 | 8500 | 8500 | 23800 | 23800 |  |  | 0
| 3.4 | Lighthing Fixture |  |  |  |  | 0 |  | 0 | 0 | 0 |  |  | 0
|  | 3.4.1 | Compact Fluorescent 2x26W, Acrylic or Glass cover (ทดแทน รุ่น EVE TH-LED Ceiling DOB 24W)(คิด15%) | 6 | set | 625 | 3750 | 120 | 720 | 745 | 4470 |  |  | 0
|  |  | - Compact Fluorescent 2x26W, Acrylic or Glass cover (ค่าแรงติดตั้งโคมเก่า) | 34 | set | 0 | 0 | 120 | 4080 | 120 | 4080 |  |  | 0
|  |  | - EVE lighting LED Ceiling Kit DOB Daylight 6,000K 24W (เปลี่ยนหลอดใหม่ทั้งหมด) | 40 | set | 249 | 9960 | 45 | 1800 | 294 | 11760 |  |  | 0
|  | 3.4.2 | Compact Fluorescent 1x18W, Acrylic or Glass cover (ทดแทน รุ่น EVE TH-LED Ceiling DOB 12W) | 40 | set | 490 | 19600 | 120 | 4800 | 610 | 24400 |  |  | 0
|  |  | - Compact Fluorescent 1x18W, Acrylic or Glass cover (ค่าแรงติดตั้งโคมเก่า) | 40 | set | 0 | 0 | 120 | 4800 | 120 | 4800 |  |  | 0
|  |  | - EVE lighting LED Ceiling Kit DOB Daylight 6,000K 12W (เปลี่ยนหลอดใหม่ทั้งหมด) | 40 | set | 179 | 7160 | 45 | 1800 | 224 | 8960 |  |  | 0
|  | 3.4.3 | Downlight, Compact Fluorescent 1x18W, Dia 6" | 60 | set | 360 | 21600 | 120 | 7200 | 480 | 28800 |  |  | 0
|  |  | - Downlight, Compact Fluorescent 1x18W, Dia 6" (ค่าแรงติดตั้งโคมเก่า) | 60 | set | 0 | 0 | 120 | 7200 | 120 | 7200 |  |  | 0
|  |  | - EVE lighting Compact Fluorescent Daylight E27, 18W (เปลี่ยนหลอดใหม่ทั้งหมด) | 60 | set | 130 | 7800 | 35 | 2100 | 165 | 9900 |  |  | 0
|  | 3.4.4 | Emergency Light, 12V-2.9AH 2*3Watts MODEL NAU 203 NC 5 LED, Operate time at leasr 2 Hrs | 5 | set | 2500 | 12500 | 120 | 600 | 2620 | 13100 |  |  | 0
|  | 3.4.5 | Exit Sign, LED Lamp. Self Contain Battery, Operate time at least 2 Hrs | 1 | set | 3400 | 3400 | 120 | 120 | 3520 | 3520 |  |  | 0
| 3.5 | Swith & Outlet |  |  |  |  | 0 |  | 0 | 0 | 0 |  |  | 0
|  | 3.5.1 | 16A 250V, Single Pole Switch +Plastic plate | 87 | set | 65 | 5655 | 88 | 7656 | 153 | 13311 |  |  | 0
|  | 3.5.2 | 16A 250V, Single Pole Switch w/lamp +Plastic plate | 20 | set | 198 | 3960 | 88 | 1760 | 286 | 5720 |  |  | 0
|  | 3.5.3 | 16A 250V 2P+G, Duplex Outlet +Plastic plate (WEG15929)+(WEG6803WK) | 119 | set | 215 | 25585 | 88 | 10472 | 303 | 36057 |  |  | 0
| 3.6 | Grounding System |  |  |  |  | 0 |  | 0 | 0 | 0 |  |  | 0
|  | 3.6.1 | Ground Rod 5/8" x 10' | 3 | set | 1500 | 4500 | 350 | 1050 | 1850 | 5550 |  |  | 0
|  | 3.6.2 | Test Box | 1 | set | 2500 | 2500 | 330 | 330 | 2830 | 2830 |  |  | 0
|  | 3.6.3 | Exothermic Weld | 1 | lot | 1200 | 1200 | 850 | 850 | 2050 | 2050 |  |  | 0
| 3.7 | Fire Alarm System |  |  |  |  | 0 |  | 0 | 0 | 0 |  |  | 0
|  | 3.7.1 | Monitor Module For Detector Zone | 3 | set | 1611 | 4833 | 88 | 264 | 1699 | 5097 |  |  | 0
|  | 3.7.2 | Monitor Module For Manual Zone | 1 | set | 1320 | 1320 | 88 | 88 | 1408 | 1408 |  |  | 0
|  | 3.7.3 | Control Module For Alarm Zone | 1 | set | 1887 | 1887 | 88 | 88 | 1975 | 1975 |  |  | 0
|  | 3.7.4 | Fire Alarm Terminal Box | 1 | set | 1850 | 1850 | 450 | 450 | 2300 | 2300 |  |  | 0
|  | 3.7.5 | Smoke Detector | 47 | set | 1050 | 49350 | 165 | 7755 | 1215 | 57105 |  |  | 0
|  | 3.7.6 | Manual Station | 1 | set | 920 | 920 | 165 | 165 | 1085 | 1085 |  |  | 0
|  | 3.7.7 | Alarm Bell | 3 | set | 927 | 2781 | 209 | 627 | 1136 | 3408 |  |  | 0
|  | 3.7.8 | Cable & Wire |  |  |  | 0 |  | 0 | 0 | 0 |  |  | 0
|  | - | FR 2C - 2.5 Sqmm, | 90 | m | 102 | 9180 | 14 | 1260 | 116 | 10440 |  |  | 0
|  | - | VCT 2C - 1.5 Sqmm, | 312 | m | 35 | 10920 | 11 | 3432 | 46 | 14352 |  |  | 0
|  | 3.7.9 | Raceway |  |  |  | 0 |  | 0 | 0 | 0 |  |  | 0
|  | - | 1/2" EMT | 402 | m | 44 | 17688 | 18 | 7236 | 62 | 24924 |  |  | 0
|  | - | Flexible Conduit 1/2" | 47 | m | 10 | 470 | 4 | 188 | 14 | 658 |  |  | 0
|  | 3.7.10 | Fitting & Accessory | 1 | lot | 6300 | 6300 | 3500 | 3500 | 9800 | 9800 |  |  | 0
| 3.8 | Communication System |  |  |  |  | 0 |  | 0 | 0 | 0 |  |  | 0
|  | 3.8.1 | RJ45 Cat.6 Modular Jack | 3 | set | 375 | 1125 | 110 | 330 | 485 | 1455 |  |  | 0
|  | 3.8.2 | Patch Panel | 1 | set | 3500 | 3500 | 330 | 330 | 3830 | 3830 |  |  | 0
|  | 3.8.3 | UTP Cat.6 Patch Panel |  |  |  | 0 |  | 0 | 0 | 0 |  |  | 0
|  | - | 1 x 12 Ports | 1 | set | 3090 | 3090 | 440 | 440 | 3530 | 3530 |  |  | 0
|  | 3.8.4 | Cat.6 Patch Cords | 1 | set | 320 | 320 | 90 | 90 | 410 | 410 |  |  | 0
|  | 3.8.5 | Fiber Optic Patch Cords | 1 | set | 880 | 880 | 165 | 165 | 1045 | 1045 |  |  | 0
|  | 3.8.6 | Cable Management | 1 | set | 360 | 360 | 220 | 220 | 580 | 580 |  |  | 0
|  | 3.8.7 | Rack 19" |  |  |  | 0 |  | 0 | 0 | 0 |  |  | 0
|  | - | 6 U | 1 | set | 3560 | 3560 | 330 | 330 | 3890 | 3890 |  |  | 0
|  | 3.8.8 | Cable & Wire |  |  |  | 0 |  | 0 | 0 | 0 |  |  | 0
|  | - | UTP Cat.6 4 Pairs | 68 | m | 15 | 1020 | 12 | 816 | 27 | 1836 |  |  | 0
|  | 3.8.9 | Raceway |  |  |  | 0 |  | 0 | 0 | 0 |  |  | 0
|  | - | 1/2" EMT | 3 | m | 44 | 132 | 18 | 54 | 62 | 186 |  |  | 0
|  | - | Flexible Conduit 1/2" | 3 | m | 10 | 30 | 4 | 12 | 14 | 42 |  |  | 0
|  | 3.8.10 | Fitting & Accessory | 1 | lot | 5150 | 5150 | 2750 | 2750 | 7900 | 7900 |  |  | 0
| 3.9 | MATV System |  |  |  |  | 0 |  | 0 | 0 | 0 |  |  | 0
|  | 3.9.1 | TV Outlet (Panasonic WEG2501) + Plastic plate 1 Device (Panasonic WEG6801WK) | 41 | set | 242 | 9922 | 110 | 4510 | 352 | 14432 |  |  | 0
|  | 3.9.2 | 4 Ways Splitter (dBy - 401S) | 6 | ea | 100 | 600 | 88 | 528 | 188 | 1128 |  |  | 0
|  | 3.9.3 | 4 Ways Tap Off (dBy - 402T) | 6 | ea | 100 | 600 | 88 | 528 | 188 | 1128 |  |  | 0
|  | 3.9.4 | Cable & Wire |  |  |  | 0 |  | 0 | 0 | 0 |  |  | 0
|  | - | Coaxial Cable RG6 (Indoor) | 488 | m | 18 | 8784 | 12 | 5856 | 30 | 14640 |  |  | 0
|  | - | Coaxial Cable RG11 (Indoor) |  |  |  | 0 |  | 0 | 0 | 0 |  |  | 0
|  | 3.9.5 | Raceway |  |  |  | 0 |  | 0 | 0 | 0 |  |  | 0
|  | - | 1/2" EMT | 380 | m | 44 | 16720 | 18 | 6840 | 62 | 23560 |  |  | 0
|  | 3.9.6 | Fitting & Accessory | 1 | lot | 5600 | 5600 | 3000 | 3000 | 8600 | 8600 |  |  | 0
[7 empty] | 0 |  | 0 | 0 | 0 |  |  | 0
4 | Air Conditioning System | [5 empty] | 298750 |  | 146600 | 0 | 445350 |  |  | 0
| 4.1 | Splite-Type Air Conditioning & Ventilation Fan Unit |  |  |  |  | 0 |  | 0 | 0 | 0 |  |  | 0
|  | 4.1.1 | Split-Type Air Conditioning Unit Carrier 9,000 BTU Model. 38ABF010/42ABF010 | 20 | set | 13500 | 270000 | 2850 | 57000 | 16350 | 327000 |  |  | 0
|  |  | - Split-Type Air Conditioning Unit Carrier 9,000 BTU (ค่าแรงติดตั้งแอร์เก่า) | 20 | set | 0 | 0 | 2850 | 57000 | 2850 | 57000 |  |  | 0
|  | 4.1.2 | Ventiation Fan |  |  |  | 0 |  | 0 | 0 | 0 |  |  | 0
|  | - | Ceiling Mount Ventilation Fan (25 L/s,_Pa) | 20 | set |  | 0 | 540 | 10800 | 540 | 10800 |  |  | 0
|  | - | Ceiling Mount Ventilation Fan (25 L/s,_Pa) (ค่าแรงติดตั้งพัดลมเก่า) | 20 | set | 0 | 0 | 540 | 10800 | 540 | 10800 |  |  | 0
| 4.2 | Piping Work |  | 1 | lot | 16450 | 16450 | 5500 | 5500 | 21950 | 21950 |  |  | 0
|  | 4.2.1 | PVC Pipe Class 8.5 (Drain Pipe) |  |  | 0 | 0 | 0 | 0 | 0 | 0 |  |  | 0
|  | - | Dia 20 mm. |  |  | 0 | 0 | 0 | 0 | 0 | 0 |  |  | 0
|  | 4.2.2 | Refrigerant Cu Tube Type L |  |  | 0 | 0 | 0 | 0 | 0 | 0 |  |  | 0
|  | - | Dia 10 mm. (Norminal OD.) |  |  | 0 | 0 | 0 | 0 | 0 | 0 |  |  | 0
|  | - | Dia 19 mm. (Norminal OD.) |  |  | 0 | 0 | 0 | 0 | 0 | 0 |  |  | 0
|  | 4.2.3 | Fitting & Support |  |  | 0 | 0 | 0 | 0 | 0 | 0 |  |  | 0
| 4.3 | Pipe Insulation |  | 1 | lot | 12300 | 12300 | 5500 | 5500 | 17800 | 17800 |  |  | 0
|  | 4.3.1 | 19 mm. Closed Cell Foam |  |  | 0 | 0 | 0 | 0 | 0 | 0 |  |  | 0
|  | - | Dia 20 mm. |  |  | 0 | 0 | 0 | 0 | 0 | 0 |  |  | 0
|  | 4.3.2 | 25 mm. Closed Cell Foam |  |  | 0 | 0 | 0 | 0 | 0 | 0 |  |  | 0
|  | - | Dia 10 mm. (Norminal OD.) |  |  | 0 | 0 | 0 | 0 | 0 | 0 |  |  | 0
|  | - | Dia 19 mm. (Norminal OD.) |  |  | 0 | 0 | 0 | 0 | 0 | 0 |  |  | 0
| 4.4 | Electrical & Control System |  | 1 | lot | 0 | 0 | 0 | 0 | 0 | 0 |  |  | 0
0
0
5 | Sanitary | [5 empty] | 663954 |  | 242578 |  | 906532 |  |  | 0
| 5.1 |  | Sanitary Ware | [10 empty] | 0
|  | 5.1.1 | Water Closet NC-7554-WA/T9 | 20 | Ea. | 2338 | 46760 | 450 | 9000 | 2788 | 55760 |  | 1670 | 2338
|  | 5.1.2 | Wash Basin (NASCO N-030) | 20 | Ea. | 641 | 12820 | 330 | 6600 | 971 | 19420 |  | 458 | 641
|  | 5.1.3 | Babin Faucet / P-Trap / Water Hoses (GFA-005-100A/1 ) | 20 | Ea. | 1274 | 25480 | 120 | 2400 | 1394 | 27880 |  | 910 | 1274
|  | 5.1.4 | Mirror (PVC.Frame ) Boss K203-WHI | 20 | Ea. | 273 | 5460 | 70 | 1400 | 343 | 6860 |  | 195 | 273
|  | 5.1.5 | Shower Faucet (GLOBO GF-01-470-50 ) | 20 | Ea. | 532 | 10640 | 70 | 1400 | 602 | 12040 |  | 380 | 532
|  | 5.1.6 | Tissue Holder (PIXO FS07 ) | 20 | Ea. | 196 | 3920 | 70 | 1400 | 266 | 5320 |  | 140 | 196
|  | 5.1.7 | Soap Holder (COTTO C-805) | 20 | Ea. | 512 | 10240 | 70 | 1400 | 582 | 11640 |  | 366 | 512
|  | 5.1.8 | Towel Bar ( WATSON รุ่น AX-5504) | 20 | Ea. | 707 | 14140 | 70 | 1400 | 777 | 15540 |  | 505 | 707
|  | 5.1.9 | Rinsing Spray (PREMA PM600#WH(HM) | 20 | Ea. | 301 | 6020 | 70 | 1400 | 371 | 7420 |  | 215 | 301
|  | 5.1.10 | Watet Tap Dia.1/2 inch ( VEGARR KITRB005S-SK ) | 23 | Ea. | 259 | 5957 | 25 | 575 | 284 | 6532 |  | 185 | 259
|  | 5.1.11 | Floor Drain Dia. 3 inch ( VEGARR VFD0302 ) | 20 | Ea. | 294 | 5880 | 70 | 1400 | 364 | 7280 |  | 210 | 294
|  | 5.1.12 | Water Heater 4,500 W ( Panasonic DH-4HS1T) | [10 empty] | 0
|  | - | Water Heater 4,500 W | 20 | Ea. | Supply By HPC |  | 550 | 11000 | 550 | 11000 |  | 4175 | 5845
|  | 5.1.14 | Stainless Zink Embed counter ( Cover set and Zinktrap valve) | 1 | Set. | 3899 | 3899 | 300 | 300 | 4199 | 4199 |  | 2785 | 3899
|  | 5.1.15 | Other | 1 | Ls. | 14000 | 14000 | 5500 | 5500 | 19500 | 19500 |  | 10000 | 14000
| 3.2 |  | Water Supply System | [10 empty] | 0
|  | 3.2.1 | Pipe | [10 empty] | 0
|  |  | -PVC Dia. 1/2 inch ( Class 13.5 ) Thaipipe Or SCG | 390 | m. | 21 | 8190 | 5 | 1950 | 26 | 10140 |  | 15 | 21
|  |  | -PVC Dia. 1-1/2 inch ( Class 13.5 ) Thaipipe Or SCG | 138 | m. | 64 | 8832 | 16 | 2208 | 80 | 11040 |  | 46 | 64
|  |  | -PVC Dia. 1 inch ( Class 8.5 ) Thaipipe Or SCG | 114 | m. | 27 | 3078 | 7 | 798 | 34 | 3876 |  | 19 | 27
|  |  | -PVC Dia. 2 inch ( Class 8.5 ) Thaipipe Or SCG | 54 | m. | 69 | 3726 | 17 | 918 | 86 | 4644 |  | 49 | 69
|  |  | -PVC Dia. 3 inch ( Class 8.5 ) Thaipipe Or SCG | 218 | m. | 148 | 32264 | 37 | 8066 | 185 | 40330 |  | 106 | 148
|  |  | -PVC Dia.. 4 inch ( Class 8.5 ) Thaipipe Or SCG | 165 | m. | 241 | 39765 | 60 | 9900 | 301 | 49665 |  | 172 | 241
|  |  | -PVC Dia. 6 inch ( Class 8.5 ) Thaipipe Or SCG | 165 | m. | 508 | 83820 | 127 | 20955 | 635 | 104775 |  | 363 | 508
|  |  | - HDPE PE100 PN 6.3 OD. 110 mm. | 100 | m. | 342 | 34200 | 200 | 20000 | 542 | 54200 |  | 244 | 342
|  | 3.2.2 | VALVE | [10 empty] | 0
|  |  | - Brass Gate Valve Dia. 1/2 inch ( Sanwa ) | 21 | Set | 280 | 5880 | 70 | 1470 | 350 | 7350 |  | 200 | 280
|  |  | - Brass Gate Valve Dia. 1-1/2 inch ( Sanwa ) | 1 | Set | 798 | 798 | 200 | 200 | 998 | 998 |  | 570 | 798
|  |  | - Stop valve 2 way Dia. 1-1/2 inch ( Sanwa ) | 21 | Ea. | 112 | 2352 | 28 | 588 | 140 | 2940 |  | 80 | 112
|  |  | - Stop valve 3 way Dia. 1-1/2 inch ( Sanwa ) | 20 | Ea. | 211 | 4220 | 53 | 1060 | 264 | 5280 |  | 151 | 211
|  | 3.2.3 | SEPTIC TANK | [10 empty] | 0
|  |  | -Packet Septic Filter Tank DOS 6000 Liter / Air Pump ( DFF 6000+AB200 ) | 1 | Set | 173002 | 173002 | 98750 | 98750 | 271752 | 271752 |  | 123573 | 173002
|  |  | -Packet Seepage Cement Tank ( RC.Ring / Boken /Cabon ) | 1 | Set | 8400 | 8400 | 2500 | 2500 | 10900 | 10900 |  | 6000 | 8400
|  | 3.2.4 | WATER METER | [10 empty] | 0
|  |  | Water rmeter Dia. 1/2 inch ( Asahi GMK. ) | 21 | Set |  | By HPC. | 60 | 1260 | 60 | 1260 |  | By HPC. | #VALUE!
|  |  | Water rmeter Dia. 1-1/2 inch ( Asahi GMK. ) | 1 | Set |  | By HPC. | 180 | 180 | 180 | 180 |  | By HPC. | #VALUE!
|  | 3.2.5 | Pipe Fitting | [10 empty] | 0
|  |  | ( Dia. 1/2 inch ) | [10 empty] | 0
|  |  | Brass female socket Dia.1/2 inch. | 150 | Ea. | 39 | 5850 | 0 | 0 | 39 | 5850 |  | 28 | 39
|  |  | PVC. socket Dia.1/2 inch. | 90 | Ea. | 6 | 540 | 0 | 0 | 6 | 540 |  | 4 | 6
|  |  | PVC. Elbow 90° Dia. 1/2 inch. | 525 | Ea. | 6 | 3150 | 0 | 0 | 6 | 3150 |  | 4 | 6
|  |  | PVC. Tee 90° Dia. 1/2 inch. | 105 | Ea. | 8 | 840 | 0 | 0 | 8 | 840 |  | 6 | 8
|  |  | PVC. Grip Dia. 1/2 inch. | 200 | Ea. | 3 | 600 | 0 | 0 | 3 | 600 |  | 2 | 3
|  |  | ( Dia. 1 inch ) |  |  |  |  | 0 | [5 empty] | 0
|  |  | PVC. socket Dia.1 inch. ( หนา ) | 20 | Ea. | 11 | 220 | 0 | 0 | 11 | 220 |  | 8 | 11
|  |  | PVC. Elbow 90° Dia. 1 inch. ( หนา ) | 25 | Ea. | 14 | 350 | 0 | 0 | 14 | 350 |  | 10 | 14
|  |  | PVC. Tee 90° Dia. 1 inch. ( หนา ) | 25 | Ea. | 21 | 525 | 0 | 0 | 21 | 525 |  | 15 | 21
|  |  | ( Dia. 2 inch ) |  |  |  |  | 0 | [5 empty] | 0
|  |  | PVC. Elbow 90° Dia. 2 inch. ( บาง ) | 65 | Ea. | 15 | 975 | 0 | 0 | 15 | 975 |  | 11 | 15
|  |  | PVC. Elbow 45° Dia. 2 inch. ( บาง ) | 84 | Ea. | 18 | 1512 | 0 | 0 | 18 | 1512 |  | 13 | 18
|  |  | ( Dia. 3 inch ) |  |  |  |  | 0 | [5 empty] | 0
|  |  | PVC. socket Dia. 3 inch. ( บาง ) | 23 | Ea. | 35 | 805 | 0 | 0 | 35 | 805 |  | 25 | 35
|  |  | PVC. Elbow 45° Dia. 3 inch. ( บาง ) | 45 | Ea. | 43 | 1935 | 0 | 0 | 43 | 1935 |  | 31 | 43
|  |  | PVC. Tee - Reducing Dia. 3 - 1 inch. ( หนา ) | 23 | Ea. | 155 | 3565 | 0 | 0 | 155 | 3565 |  | 111 | 155
|  |  | PVC. Tee Y - Reducing Dia. 3 - 2 inch. ( บาง ) | 26 | Ea. | 266 | 6916 | 0 | 0 | 266 | 6916 |  | 190 | 266
|  |  | ( Dia. 4 inch ) |  |  |  |  | 0 | [5 empty] | 0
|  |  | PVC. socket Dia. 4 inch. ( บาง ) | 23 | Ea. | 49 | 1127 | 0 | 0 | 49 | 1127 |  | 35 | 49
|  |  | PVC. Elbow 45° Dia. 4 inch. ( บาง ) | 43 | Ea. | 106 | 4558 | 0 | 0 | 106 | 4558 |  | 76 | 106
|  |  | PVC. Reducing Dia. 4 - 2 inch. ( บาง )เยื้องศูนย์ | 23 | Ea. | 136 | 3128 | 0 | 0 | 136 | 3128 |  | 97 | 136
|  |  | PVC. Reducing Dia. 4 - 3 inch. ( บาง )เยื้องศูนย์ | 23 | Ea. | 136 | 3128 | 0 | 0 | 136 | 3128 |  | 97 | 136
|  |  | PVC. Tee Y Dia. 4 inch. ( บาง ) | 23 | Ea. | 242 | 5566 | 0 | 0 | 242 | 5566 |  | 173 | 242
|  |  | PVC. Tee - Reducing Dia. 4 - 1 inch. ( หนา ) | 23 | Ea. | 510 | 11730 | 0 | 0 | 510 | 11730 |  | 364 | 510
|  |  | ( Dia. 6 inch ) |  |  |  |  | 0 | [5 empty] | 0
|  |  | PVC. socket Dia. 6 inch. ( บาง ) | 23 | Ea. | 263 | 6049 | 0 | 0 | 263 | 6049 |  | 188 | 263
|  |  | PVC. Elbow 45° Dia. 6 inch. ( บาง ) | 6 | Ea. | 346 | 2076 | 0 | 0 | 346 | 2076 |  | 247 | 346
|  |  | PVC. Reducing Dia. 6 - 4 inch. ( บาง )เยื้องศูนย์ | 23 | Ea. | 225 | 5175 | 0 | 0 | 225 | 5175 |  | 161 | 225
|  |  | PVC. Tee Y Dia. 6 inch. ( บาง ) | 5 | Ea. | 242 | 1210 | 0 | 0 | 242 | 1210 |  | 173 | 242
|  |  | PVC. Tee Y Reducing Dia. 6 - 4 inch. ( บาง ) | 1 | Ea. | 1387 | 1387 | 0 | 0 | 1387 | 1387 |  | 991 | 1387
|  | 3.2.6 | SUPPORT PIPE | [10 empty] | 0
|  |  | - Split Ring Hanger 3" SR19 ( Bolt Dia. 3/8" ) | 84 | Ea. | 41 | 3444 | 10 | 840 | 51 | 4284 |  | 29 | 41
|  |  | - Split Ring Hanger 4" SR19 ( Bolt Dia. 3/8" ) | 80 | Set | 46 | 3680 | 10 | 800 | 56 | 4480 |  | 33 | 46
|  | 3.2.7 | CLEAN OUT | [10 empty] | 0
|  |  | Brass Clean out Dai 3 inch | 1 | Set | 120 | 120 | 120 | 120 | 240 | 240 |  | 86 | 120
|  |  | Brass Clean out Dai 4 inch | 26 | Set | 255 | 6630 | 120 | 3120 | 375 | 9750 |  | 182 | 255
|  |  | Brass Clean out Dai 6 inch | 6 | Set | 570 | 3420 | 120 | 720 | 690 | 4140 |  | 407 | 570
|  | 3.2.8 | INSTALL ZINK | [10 empty] | 0
|  |  | Zink ( for room ) วัสดุของเดิม | 20 | No |  | By HPC. | 300 | 6000 | 300 | 6000 |  | By HPC. | #VALUE!
|  | 3.2.9 | Excavation work for pipelines | 1 | Ls. | 0 |  | 15000 | 15000 | 15000 | 15000 |  | 0 | 0
0
0
TOTAL / 1 Building | [10 empty] | 12754116
GRAND TOTAL / 3 Building | [10 empty] | 38262348

## 2) Demolish Work
HONGSA POWER COMPANY
HONGSA POWER COMPANY
Bill Of Quantiy
PROJECT : |  |  | Construction Hongsa power Accommodation |  |  |  |  | SUBMIT By.
BUILDING TYPE : |  |  | Demolish work and Clearing Area |  |  |  |  | APPROVED By.
LOCATION: |  |  | HONGSA DISTRICT. LAO |  |  |  |  | DATE
ITEM | DESCRIPTION |  |  | QTY. | UNIT | MATERIAL |  | LABOUR |  | Unit Rate | TOTAL
[6 empty] | UNIT | TOTAL | UNIT | TOTAL
[6 empty] | COST | (THB) | COST | (THB) | (THB) | (THB)
SUMMARY
1 | CLEARING WORK |  |  |  | LS |  | 0
2 | DEMOLISH EXISTING CONSTRUCTION |  |  |  | LS
|  |  | Carried to Final Summary |  |  |  | 0
1 | Clearing Work
Clearing site of rubbish, debris, tall grass, shrubs, bushes, undergrowth and the like
|  | 1.1 | Artificial grass football field |  | Sq.m.
2 | Demolish Work
Demolish the existing construction and dispose of the material in the dumping area.
|  | 2.1 | Existing Water Plant |  | LS.
|  | 2.2 | Existing Fence |  | LS.
|  | 2.3 | Existing concrete slab and construction |  | LS.
|  | 2.4 | Transportation material to dumping area |  | LS.
[5 empty] | GRAND TOTAL |  | 0

## 3)ACCOM. Sr.Officer TYP.
HONGSA POWER COMPANY
HONGSA POWER COMPANY
Bill Of Quantiy
PROJECT : |  |  | Construction Hongsa power Accommodation |  |  |  |  | SUBMIT By.
BUILDING TYPE : |  |  | Sr.Officer Type |  |  |  |  | APPROVED By.
LOCATION: |  |  | HONGSA DISTRICT. LAO |  |  |  |  | DATE
ITEM | DESCRIPTION |  |  | QTY | UNIT | MATERIAL |  | LABOUR |  | Unit Rate | TOTAL
[6 empty] | UNIT | TOTAL | UNIT | TOTAL
[6 empty] | COST | (THB) | COST | (THB) | (THB) | (THB)
SUMMARY
1 | STRUCTURE WORK |  |  |  | Building
2 | ARCHITECTURL WORK |  |  |  | Building
3 | ELECTRICAL AND MECHANICAL WORK |  |  |  | Building
4 | SANITARYWORK |  |  |  | Building
Carried to Final Summary
1 | Structure Work
| 1.1 | Foundation and Structure Work
|  | 1.1.1 | Preparation works, Clearing and Setting Out |  | Sq.m
|  | 1.1.2 | Excavation for footings, ground beams and the like from existing ground level |  | Cu.m
|  | 1.1.3 | Backfilling around footings, ground beams and the like with selected excavated material |  | Cu.m
|  | 1.1.4 | 50 mm thick compacted sand blinding as described to footing, ground beam, ground slab and etc. |  | Cu.m
|  | 1.1.5 | Lean Concrete |  | Cu.m
|  | 1.1.6 | Concrete 240 Ksc. (Cylinder) |  | Cu.m
|  | 1.1.7 | Form Work |  | Sq.m
|  | 1.1.8 | Reinforcement Bar
Mild steel rod reinforcement to ASTM A615M, guarantee Yield Stress of 2400 ksc and Deformed steel rod reinforcement to ASTM A615M, minimum Yield Stress of 3000 ksc as described in :-
|  |  | - RB9 (SD24) 0.499 kg/m |  | Kg.
|  |  | - DB12 (SD40) 0.898 kg/m |  | Kg.
|  |  | - DB16 (SD40) 1.58 kg/m |  | Kg.
|  |  | - DB20 (SD40) 2.47 kg/m |  | Kg.
|  | 1.1.9 | Wire (No.18) |  | Kg.
|  | 1.1.10 | Nail |  | Kg.
|  | 1.1.11 | Wire mash 4 mm. #0.20 m. |  | Sq.m
|  | 1.1.12 | Wire mash 6 mm. #0.20 m. |  | Sq.m
|  | 1.1.13 | RC Gutter around Building site 30x30x7 cm |  | m
| 1.2 | Solid Plank Slab 5 cm.THK. (250 KG./SQ.M.) |  |  | Sq.m
| 1.3 | Structural Steel
Supply, deliver, fabricate, erect the following structural steel works all cuts, welded and framed and/or bolted together, fixing in position including all shop and sire connections :-
|  | 1.3.1 | C 150x65x20x3.2 mm. @ 1.00 m (7.51 kg/m) |  | Kg.
|  | 1.3.2 | C 150x75x25x4.5 mm. (11.30 kg/m.) |  | Kg.
|  | 1.3.3 | SQUARE TUBE[/]150x75x3.2 mm. (10.78 kg/m.) |  | Kg.
|  | 1.3.4 | SQUARE TUBE[/]150x150x4.5 mm. (20.15 kg/m.) |  | Kg.
|  | 1.3.5 | Anti Rust Coating (White Color, TOA or Equal) |  | Sq.m
|  | 1.3.6 | Anti Rust Coating and Top Coating (White Color, TOA or Equal) |  | Sq.m
|  | 1.3.7 | Consume Material |  | Ls
2 | Architecturl Work
| 2.1 | Wall
|  | 2.1.1 | 7 CM. Cement Block Wall |  | Sq.m
|  | 2.1.2 | Plaster with metal lath to cement wall, columns, stiffeners, lintels, beams and the like |  | Sq.m
|  |  | - Steel Grid 1x1 cm. |  | EA.
|  | 2.1.3 | Ceramic Tile 200x250mm. (White Color, Duragres) |  | Sq.m
|  | 2.1.4 | Fiber Cement Board Wall 15 cm and 20 cm |  | Sq.m
|  | 2.1.5 | 0.07x0.10 M.Lintel (Material Include Structure Item) |  | m.
| 2.2 | Floor
|  | 2.2.1 | F1 Ceramic Tile 300x300 mm. (NON SLIP White Color, Duragres) |  | Sq.m
|  | 2.2.2 | F2 Ceramic Tile 200x200mm.(NON SLIP) |  | Sq.m
|  | 2.2.3 | F3 Steel Trowel Finish |  | Sq.m
|  | 2.2.4 | F4 Rough Surface |  | Sq.m
| 2.3 | Ceiling
|  | 2.3.1 | C1; T-Bar, Gypsum Board 9 mm. (Elephant Brand) |  | Sq.m
|  | 2.3.2 | C2; T-Bar, Gypsum Board 9 mm. Moisturized Resistance (Elephant Brand) |  | Sq.m
|  | 2.3.3 | C3; Gypsum board 9 mm. Tape Plaster Joiny on GALV.Steel 0.55 mm.thk.. (Elephant Brand) |  | Sq.m
|  | 2.3.4 | C5; Ventilate Smart Board 4 mm. Striped With Frame GALV.Steel 0.55 mm.thk.. (Elephant Brand) |  | Sq.m
| 2.4 | Roofing
|  | 2.4.1 | Installation roofing tile and accessories |  | Sq.m.
|  | 2.4.2 | Roman Tile 50x120x0.55 cm. Include insulation sheet (Brown Color Elephant Brand) |  | Sq.m.
|  | 2.4.3 | CPAC Monier Round Ridge 3.3 PCS/m (Brown Color Elephant Brand) |  | Pcs.
|  | 2.4.4 | CPAC Monier Round Hip Ridge 3.3 PCS/m (Brown Color Elephant Brand) |  | Pcs.
|  | 2.4.5 | CPAC Monier Hip End. (Elephant Brand, Brown Color) |  | Pcs.
|  | 2.4.6 | CPAC Monier Ridge End. (Elephant Brand, Brown Color) |  | Pcs.
|  | 2.4.7 | CPAC Monier Barge. 3 PCS/m (Elephant Brand, Brown Color) |  | Pcs.
|  | 2.4.8 | Cilp Lock 20 cm. For Structure Steel C 150 |  | EA.
|  | 2.4.9 | Hook Bolt 6 in including all accessories as required |  | EA.
|  | 2.4.10 | Steel plate 200x200x9 mm, thick |  | EA.
|  | 2.4.11 | EVEN and FASCIA
|  |  | - Fiber Cement Board 2.5x20 cm. |  | m.
|  |  | - Fiber Cement Board 2.5x25 cm. |  | m.
|  | 2.4.11 | Rain water trough SCG 15x30 cm. inclued roof drain No.8
|  |  | -Rain water trough SCG 15x30 cm. No 26 |  | m.
|  |  | -Pipe SCG dai. 10 cm. |  | m.
|  |  | -PVC Pipe dia. 4 in Class 8.5 |  | m.
| 2.5 | Door-Windows Included Hard Ware
|  | 2.5.1 | D1 ALUMINIUM DOOR 2-80X200 CM.,SWING. Included Equipment |  | Set
|  | 2.5.2 | D2 PLYWOOD DOOR 80x200 CM. Included Equipment |  | Set
|  | 2.5.3 | D3 PVC DOOR 70x180 CM. Included Equipment |  | Set
|  | 2.5.4 | D4 FIBERGLASS DOOR FRAME ( DRY TECH ) 80x200 CM. Included Equipment |  | Set
|  | 2.5.6 | W1 Aluminum Sliding Window 120x110 cm. Clear Glass 6 mm. thk. Incloded Equipment |  | Set
|  | 2.5.7 | W2 Glass Louver Wooden Window 0.85x110 cm. |  | Set
|  | 2.5.8 | W3 Frost Glass Toilet Wooden Window 50x50 cm. |  | Set
|  | 2.5.9 | W4 Fix Wooden Louver Twin Gable |  | Set
|  | 2.5.5 | W5 FIBERGLASS DOOR FRAME ( DRY TECH ) 80x200 CM Included Equipment |  | Set
|  | 2.5.10 | MOSQUITO WIRE SCREEN
|  |  | -For D2 (80x200 cm.) |  | Set
|  |  | -For D4 (80x200 cm.) |  | Set
|  |  | -For W1 (120x110 cm.) |  | Set
|  |  | -For W3 (50x50 cm.) |  | Set
|  |  | -For W4 (50x100 cm.) |  | Set
| 2.6 | Paint
|  | 2.6.1 | W1: Acrylic Interior Paint (White Color, TOA or Equal) |  | Sq.m
|  | 2.6.2 | W1: Acrylic Exterior Paint (White Color, TOA or Equal) |  | Sq.m
|  | 2.6.3 | C1: Acrylic Interior Paint (White Color, TOA or Equal) |  | Sq.m
|  | 2.6.4 | C2: Acrylic Interior Paint (White Color, TOA or Equal) |  | Sq.m
|  | 2.6.5 | C3: Acrylic Interior Paint (White Color, TOA or Equal) |  | Sq.m
|  | 2.6.6 | C5: Acrylic Exterior Paint (White Color, TOA or Equal) |  | Sq.m
| 2.7 | Miscellaneous
|  | 2.7.1 | Counter Concrete 0.70x0.80x2.00 m. (Included Ceramic Tile 0.20x0.20 m. and Hard ware) |  | Ls.
3 | Electrical and Mechanical Work
3.1 | Panel Board and Circuit Breaker
| 3.1.1 | Load Panel : LP1
|  | - | Panel 3 phase 4 wires 250 A, IC>25 KA 36 ckt Model. Q03-100EZ36/SN |  | set
|  | - | Main CB 250AT/250 AF, 3P IC>25 KA |  | set
|  | - | CB 40AT, 1P, IC > 6KA |  | ea
|  | - | CB 32AT, 1P, IC > 6KA |  | ea
|  | - | CB 20AT, 1P, IC > 6KA |  | ea
|  | - | CB 16AT, 1P, IC > 6KA |  | ea
| 3.1.2 | Customer Unit : CU
|  | - | Panel 1 phase 2 wires , IC>10 KA 6 ckt Model. SDCS 16 |  | set
|  | - | Main CB 40AT, 2P IC > 10 KA |  | set
|  | - | RCBO 32AT, 1P, 30 mA, IC > 6KA |  | ea
|  | - | CB 20AT, 1P, IC > 6KA |  | ea
|  | - | CB 16AT, 1P, IC > 6KA |  | ea
| 3.1.3 | Junction Box
|  | - | Junction Box |  | ea
|  | - | Junction Box (wp) |  | ea
|  | - | Soft Ccover Plat WEG7943 (ฝาพลาสติก 3ช่องกันน้ำ) |  | ea
| 3.1.4 | Kilo Watt Hour Meter
|  | - | Kilo Watt Hour Meter 1 Phase 220 V 15/45A Brand. Mitsubishi |  | set | Provide by HPC.
|  | - | KHW Hour Meter Panal 20 Chanels (ตู้ไส่ KHW 20 ช่อง) |  | set | Provide by HPC.
3.2 | Cable & Wire
| 3.2.1 | IEC 01 THW, 450/750 V, 70 °C
|  | - | 2.5 Sqmm, |  | m
|  | - | 4 Sqmm. |  | m
|  | - | 6 Sqmm, |  | m
|  | - | 10 Sqmm. |  | m
|  | - | 35 Sqmm. |  | m
| 3.2.2 | IEC 01 THW, 450/750 V, 70 °C
|  | - | 95 Sqmm, |  | m
3.3 | Raceway
| 3.3.1 | EMT Conduit
|  | - | 1/2" EMT |  | m
|  | - | 3/4" EMT |  | m
| 3.3.2 | IMC Conduit
|  | - | 2" IMC |  | m
|  | - | 4" IMC |  | m
| 3.3.3 | PVC Conduit
|  | - | 1/2" PVC |  | m
| 3.3.4 | Wire Way (Epoxy-Polyester powder paint thickness 2 mm. )
|  | - | 100x100 mm. |  | m
|  | - | 150x100 mm. |  | m
| 3.3.5 | Flexible conduit
|  | - | 1/2" EMT |  | m
|  | - | 3/4" EMT |  | m
| 3.3.6 | HDPE conduit
|  | - | 2" HDPE |  | m
|  | - | 4" HDPE |  | m
| 3.3.7 | Man Hole |  |  | set
| 3.3.8 | Fitting & Accessory |  |  | lot
3.4 | Lighting System
| 3.4.1 | Lighthing Fixture
|  | 3.4.1.1 | lamptan LED Multi-Smart Ceiling Light 24 W Brand Lamptan |  | set
|  | 3.4.1.2 | LED Ciling ColerChange 24W Brand EVE |  | set
|  | 3.4.1.3 | LED Ciling ColerChange 14W Brand .EVE |  | set
|  | 3.4.1.4 | Downlight, LED Recer EVO Tech 24W. Day Light 8" |  | set
|  | 3.4.1.5 | Downlight, LED Recer EVO Tech 18W. Day Light 6" |  | set
|  | 3.4.1.6 | Emergency Light,LED (LED 2x9W 3HRS) MODEL CU 209CD3 LED, Operate time at leasr 3 Hrs Brand .SUNNy |  | set
|  | 3.4.1.7 | Exit Sign, LED Lamp. Self Contain Battery, Operate time at least 2 Hrs |  | set
| 3.4.2 | Swith & Outlet
|  | 3.4.2.1 | 16A 250V, Single Pole Switch +Plastic plate |  | set
|  | 3.4.2.2 | 16A 250V, Single Pole Switch w/lamp +Plastic plate |  | set
|  | 3.4.2.3 | 16A 250V 2P+G, Duplex Outlet +Plastic plate (WEG15929)+(WEG6803WK) |  | set
3.5 | Grounding System (<5 Ohm)
| 3.5.1 | Grounding System (<5 Ohm)
|  | 3.5.1.1 | Ground Rod 5/8" x 10' |  | Ls
|  | 3.5.1.2 | Test Box |  | set
|  | 3.5.1.3 | Exothermic Weld |  | lot
|  | 3.5.1.4 | Taper Pointed Air Rod Model PTR-20-2000 Rod Size=20mm. Rod Length=2000 mm.(เสาล่อฟ้าแบบปลายแหลม) |  | Ea
|  | 3.5.1.5 | Light Duty Saddle Model. PBCM -3/4 Copper Tape 25x3 |  | Ea
|  | 3.5.1.6 | Bare Copper Conductors 35 Sq.mm |  | m
|  | 3.5.1.7 | Accessory |  | lot
| 3.5.2 | Fire Alarm System
|  | 3.5.2.1 | Manual Station |  | set
|  | 3.5.2.2 | Alarm Bell |  | set
|  | 3.5.2.3 | Cable & Wire FR 2C - 2.5 Sqmm, |  | m
|  | 3.5.2.4 | Accessory |  | lot
3.6 | Communication System
| 3.6.1 | Communication System
|  | 3.6.1.1 | CAT 6 Data Modular Jack, Panasonic WEG24886 (Support Asset Point) |  | set
|  | 3.6.1.2 | Patch Panel |  | set
|  | 3.6.1.3 | UTP Cat.6 Patch Panel
|  | - | 1 x 12 Ports |  | set
|  | 3.6.1.4 | Fiber Optic Patch Cords |  | set
|  | 3.6.1.5 | Cable Management |  | set
|  | 3.6.1.6 | Rack 19"
|  | - | 6 U |  | set
|  | 3.6.1.7 | Cable & Wire
|  | - | Cat.6 a F/FTP XG (500MHz)Cable LSZH Aqua Blue |  | m
|  | 3.6.1.8 | Fitting & Accessory |  | lot
| 3.6.2 | MATV System
|  | 3.6.2.1 | TV Outlet (Panasonic WEG2501) + Plastic plate 1 Device (Panasonic WEG6801WK) |  | set
|  | 3.6.2.2 | 4 Ways Splitter (dBy - 401S) |  | ea
|  | 3.6.2.3 | 4 Ways Tap Off (dBy - 402T) |  | ea
|  | 3.6.2.4 | Cable & Wire
|  | - | Coaxial Cable RG6 (Indoor) |  | m
|  | - | Coaxial Cable RG11 (Indoor) |  | m
|  | 3.6.2.5 | Fitting & Accessory |  | lot
3.7 | Air Conditioning System
Splite-Type Air Conditioning & Ventilation Fan Unit
|  | - | Split-Type Air Conditioning Unit Carrier 9,200 BTU Model. 38TVDA010/42TVDA010 |  | set | Provide by HPC.
|  | - | Piping Insulation &รางครอบท่อแอร์ Slim Duct |  | lot
Ventiation Fan
|  | - | Exhaut fan 8" Mitsubishi EX-20SSCT |  | set
4 | Sanitary Work
4.1 | Sanitary Ware
|  | 4.1.1 | Water Closet ( NC-7557 - WA) NASCO |  | Ea.
|  | 4.1.2 | Wash Basin ( LN-085 -WA)NASCO |  | Ea.
|  | 4.1.3 | Basin Faucet / P-Trap / Water Hoses /Wash basin Drain (NASCO ) |  | Ea.
|  | 4.1.4 | Mirror Size 50 x 70 cm. MOYA HL-HP005 |  | Ea.
|  | 4.1.5 | Shower Faucet (FB-2251-SP ) /Water Hoses (NASCO) |  | Ea.
|  | 4.1.6 | Tissue Holder (NA-08 ) NASCO |  | Ea.
|  | 4.1.7 | Soap Holder (NA-095) NASCO |  | Ea.
|  | 4.1.8 | Towel Bar ( FA-1201) NASCO |  | Ea.
|  | 4.1.9 | Rinsing Spray ( FP-9302-SP ) NASCO |  | Ea.
|  | 4.1.10 | Water Tap Dia.1/2 inch ( FB-7206-SP ) NASCO |  | Ea.
|  | 4.1.11 | Floor Drain Dia. 3 inch ( FP-5204 ) NASCO |  | Ea.
|  | 4.1.12 | Water Heater 6,000 W ( WH-T65M) Sharp |  | Ea. | Provide by HPC.
|  | 4.1.13 | Stainless Sink Embed counter ( Cover set and Zinktrap valve )Size 100x50x18 cm. D10050XL and Counter Concrete Size - 0.65 x 1.50 x 0.10 m. |  | Set.
4.2 | Water Supply System
| 4.2.1 | PVC Pipe
|  | - | PVC Dia. 1/2 inch ( Class 13.5 ) Thaipipe Or SCG |  | m.
|  | - | PVC Dia. 1-1/2 inch ( Class 13.5 ) Thaipipe Or SCG |  | m.
|  | - | PVC Dia. 1 inch ( Class 8.5 ) Thaipipe Or SCG |  | m.
|  | - | PVC Dia. 2 inch ( Class 8.5 ) Thaipipe Or SCG |  | m.
|  | - | PVC Dia. 3 inch ( Class 8.5 ) Thaipipe Or SCG |  | m.
|  | - | PVC Dia.. 4 inch ( Class 8.5 ) Thaipipe Or SCG |  | m.
|  | - | PVC Dia. 6 inch ( Class 8.5 ) Thaipipe Or SCG |  | m.
| 4.2.2 | Pipe Fitting (Thaipipe Or SCG )
|  | - | Dia. 1/2 inch ( หนา ) |  | Ls.
|  | - | Dia. 1-1/2 inch ( หนา ) |  | Ls.
|  | - | Dia. 1 inch ( บาง ) |  | Ls.
|  | - | Dia. 2 inch ( บาง ) |  | Ls.
|  | - | Dia. 3 inch ( บาง ) |  | Ls.
|  | - | Dia. 4 inch ( บาง ) |  | Ls.
|  | - | Dia. 6 inch ( บาง ) |  | Ls.
| 4.2.3 | VALVES
|  | - | Brass Gate Valve Dia. 1/2 inch ( Sanwa ) |  | Set
|  | - | Brass Gate Valve Dia. 1-1/2 inch ( Sanwa ) |  | Set
|  | - | Stop valve 1 way Dia. 1/2 inch ( Sanwa ) |  | Ea.
|  | - | Stop valve 2 way Dia. 1/2 inch ( Sanwa ) |  | Ea.
| 4.2.4 | SEPTIC TANK
|  | - | Packet Septic Filter Tank DOS 6000 Liter / Air Pump ( DFF 6000+AB200 ) รุ่นเติมอากาศ |  | Set
|  | - | Packet Seepage Cement Tank ( 2 Hole / 10 - RC.Ring Dia.1.00 m.) |  | Set
| 4.2.5 | WATER METER
|  | - | Water rmeter Dia. 1/2 inch ( Asahi GMK. ) |  | Set | Provide by HPC.
|  | - | Water rmeter Dia. 1-1/2 inch ( Asahi GMK. ) |  | Set | Provide by HPC.
|  | - | Concrete Box and Cover 3 cm. thk. ( For Meter Dia. 1/2 inch ) |  | Ea.
|  | - | Concrete Box and Cover 3 cm. thk. ( For Meter Dia. 1-1/2 inch ) |  | Ea.
| 4.2.6 | SUPPORT PIPE
|  | - | Hot dip galvanized Clevis Hanger 3" |  | Set
|  | - | Hot dip galvanized Clevis Hanger 4" |  | Set
| 4.2.7 | CLEAN OUT
|  | - | Brass Clean out Dai 3 inch |  | Set
|  | - | Brass Clean out Dai 4 inch |  | Set
|  | - | Brass Clean out Dai 6 inch |  | Set
| 4.2.8 | INSTALL Grease Trap
|  | - | Grease Trap ยี่ห้อ Prema รุ่น PMGT/U60 ( 60 Lit.) and cover box |  | Set
|  | - | Hotdip Galvanized Steel Grating Size 0.25 x 1.00 x 0.025 m. |  | Ea.
|  | - | Excavation work for pipelines |  | Ls.
|  | - | Accessorie |  | Ls.
TOTAL
|  |  | GRANDTOTAL |  | Building

## 4)ACCOM. Officer TYP.
HONGSA POWER COMPANY
HONGSA POWER COMPANY
Bill Of Quantiy
PROJECT : |  |  | Construction Hongsa power Accommodation |  |  |  |  | SUBMIT By.
BUILDING TYPE : |  |  | Officer ans Staff Type |  |  |  |  | APPROVED By.
LOCATION: |  |  | HONGSA DISTRICT. LAO |  |  |  |  | DATE
ITEM | DESCRIPTION |  |  | QTY. | UNIT | MATERIAL |  | LABOUR |  | Unit Rate | TOTAL
[6 empty] | UNIT | TOTAL | UNIT | TOTAL
[6 empty] | COST | (THB) | COST | (THB) | (THB) | (THB)
SUMMARY
1 | STRUCTURE WORK |  |  |  | Building |  | 0 |  | 0 | 0 | 0
2 | ARCHITECTURL WORK |  |  |  | Building |  | 0 |  | 0 | 0 | 0
3 | ELECTRICAL AND MECHANICAL WORK |  |  |  | Building |  | 0 |  | 0 | 0 | 0
4 | SANITARYWORK |  |  |  | Building |  | 0 |  | 0 | 0 | 0
|  |  | Carried to Final Summary |  |  |  | 0 |  | 0 | 0 | 0 | OK
1 | Structure Work
| 1.1 |  | Foundation and Structure Work
|  | 1.1.1 | Preparation works, Clearing and Setting Out |  | Sq.m
|  | 1.1.2 | Excavation for footings, ground beams and the like from existing ground level |  | Cu.m
|  | 1.1.3 | Backfilling around footings, ground beams and the like with selected excavated material |  | Cu.m
|  | 1.1.4 | 50 mm thick compacted sand blinding as described to footing, ground beam, ground slab and etc. |  | Cu.m
|  | 1.1.5 | Lean Concrete |  | Cu.m
|  | 1.1.6 | Concrete 240 Ksc. (Cylinder) |  | Cu.m
|  | 1.1.7 | Form Work |  | Sq.m
|  | 1.1.8 | Reinforcement Bar
Mild steel rod reinforcement to ASTM A615M, guarantee Yield Stress of 2400 ksc and Deformed steel rod reinforcement to ASTM A615M, minimum Yield Stress of 3000 ksc as described in :-
|  |  | - RB9 (SD24) 0.499 kg/m |  | Kg.
|  |  | - DB12 (SD40) 0.898 kg/m |  | Kg.
|  |  | - DB16 (SD40) 1.58 kg/m |  | Kg.
|  |  | - DB20 (SD40) 2.47 kg/m |  | Kg.
|  | 1.1.9 | Wire (No.18) |  | Kg.
|  | 1.1.10 | Nail |  | Kg.
|  | 1.1.11 | Wire mash 4 mm. #0.20 m. |  | Sq.m
|  | 1.1.12 | Wire mash 6 mm. #0.20 m. |  | Sq.m
| 1.2 |  | Solid Plank Slab 5 cm.THK. (250 KG./SQ.M.) |  | Sq.m
| 1.3 |  | Structural Steel
Supply, deliver, fabricate, erect the following structural steel works all cuts, welded and framed and/or bolted together, fixing in position including all shop and sire connections :-
|  | 1.3.1 | C 75x45x15x2.3 mm. (3.25 kg/m) |  | Kg.
|  | 1.3.2 | C 100x50x20x3.2 mm. (5.56 kg/m.) |  | Kg.
|  | 1.3.3 | C 120x50x20x3.2 mm. (6.13 kg/m) |  | Kg.
|  | 1.3.4 | C 150x50x20x3.2 mm. (6.76 kg/m.) |  | Kg.
|  | 1.3.5 | L-75x75x6 mm. (6.85 kg/m) |  | Sq.m
|  | 1.3.6 | Anti Rust Coating and Top Coating (White Color, TOA or Equal) |  | Sq.m
|  | 1.3.7 | Consume Material |  | Ls
2 | Architecturl Work
| 2.1 | Wall
|  | 2.1.1 | 7 CM. Cement Block Wall |  | Sq.m
|  | 2.1.2 | Plaster with metal lath to cement wall, columns, stiffeners, lintels, beams and the like |  | Sq.m
|  |  | - Steel Grid 1x1 cm. |  | EA.
|  | 2.1.3 | Ceramic Tile 200x250mm. (White Color, Duragres) |  | Sq.m
|  | 2.1.4 | 0.07x0.10 M.Lintel (Material Include Structure Item) |  | m.
|  | 2.1.5 | P3: WOODEN WALL 2x15, 2x20 cm. WITH WOODEN FRAME 4x8 cm. @ 60 cm. |  | Sq.m
| 2.2 | Floor
|  | 2.2.1 | F1: Ceramic Tile 300x300mm.(NON SLIP) |  | Sq.m
|  | 2.2.2 | F2: Ceramic Tile 200x200mm.(NON SLIP) |  | Sq.m
|  | 2.2.3 | F3:Steel Trowel Finish |  | Sq.m
| 2.3 | Ceiling
|  | 2.3.1 | C1; T-Bar, Gypsum Board 9 mm. (Elephant Brand) |  | Sq.m
|  | 2.3.2 | C2; T-Bar, Gypsum Board 9 mm. Moisturized Resistance (Elephant Brand) |  | Sq.m
|  | 2.3.3 | C3: Smart Board Ventilate 4 mm. Striped With Frame GALV.Steel 0.55 mm.thk.. (Elephant Brand) |  | Sq.m
|  | 2.3.4 | Translucent Ceiling 60x60 cm. |  | EA.
| 2.4 | Roofing
|  | 2.4.1 | Installation roofing tile and accessories |  | Sq.m.
|  | 2.4.2 | Roman Tile 50x120x0.55 cm. Include insulation sheet (Brown Color Elephant Brand) |  | Sq.m. | [6 empty] | 0.6
|  | 2.4.3 | TRANSLUCEN ROMAN TILE 50x120 cm. |  | Pcs.
|  | 2.4.4 | CPAC Monier Round Ridge 3.3 PCS/m (Brown Color Elephant Brand) |  | Pcs.
|  | 2.4.5 | CPAC Monier Round Hip Ridge 3.3 PCS/m (Brown Color Elephant Brand) |  | Pcs.
|  | 2.4.6 | Barge (Cement Color Elephant Brand) |  | Pcs.
|  | 2.4.7 | Ridge End (Cement Color Elephant Brand) |  | Pcs.
|  | 2.4.8 | Bargep End (Cement Color Elephant Brand) |  | EA.
|  | 2.4.9 | Eave Filler Set 1EA. = 10 PCS. |  | EA.
|  | 2.4.10 | Cilp Lock 20 cm. For Structure Steel C 75 |  | EA.
|  | 2.4.11 | Hook Bolt 6 in |  | EA.
|  | 2.4.12 | Other (IF)
|  | 2.4.13 | EVEN and FASCIA
|  |  | - Wooden 2.5x15 cm. |  | m.
|  |  | - Wooden 2.5x20 cm. |  | m.
|  | 2.4.14 | Rain water trough SCG 15x30 cm. inclued roof drain No.8
|  |  | -Rain water trough SCG 15x30 cm. No 26 |  | m.
|  |  | -Pipe SCG dai. 10 cm. |  | m.
|  |  | -PVC Pipe dia. 4 in Class 8.5 |  | m.
| 2.5 | Door-Windows Included Hard Ware
|  | 2.5.1 | D1 (Included Hard Ware) |  | Set
|  | 2.5.2 | D2 (Included Mosquito wire screen and Hard Ware) |  | Set
|  | 2.5.3 | D3 (Included Hard Ware) |  | Set
|  | 2.5.4 | D4 (Included Hard Ware) |  | Set
|  | 2.5.5 | D5 (Included Mosquito wire screen and Hard Ware) |  | Set
|  | 2.5.6 | W1 (Included Mosquito wire screen) |  | Set
|  | 2.5.8 | W3 |  | Set
|  | 2.5.9 | W4 (Incloded Mosquito wire screen) |  | Set
| 2.6 | Paint
|  | 2.6.1 | W1: Acrylic Interior Paint (White Color, TOA or Equal) |  | Sq.m
|  | 2.6.2 | W1: Acrylic Exterior Paint (White Color,TOA or Equal) |  | Sq.m
|  | 2.6.3 | C2: Acrylic Exterior Paint (White Color, TOA or Equal) |  | Sq.m
|  | 2.6.4 | C3:Acrylic Interior Paint (White Color, TOA or Equal) |  | Sq.m
|  | 2.6.5 | ENAMEL PAINT (Brown Color, TOA or Equal) |  | Sq.m
| 2.7 | Miscellaneous
|  |  | Concrete Counter (Incloded Hard Ware) |  | Ls.
3 | Electrical and Mechanical Work
3.1 | Panel Board and Circuit Breaker
| 3.1.1 | Load Panel : LP1
|  | - | Panel 3 phase 4 wires 165 A, IC>25 KA 24 ckt Model. Q03-100EZ24/SN |  | set
|  | - | Main CB 160AT/250 AF, 3P IC>25 KA |  | set
|  | - | CB 40AT, 1P, IC > 6KA |  | ea
|  | - | CB 32AT, 1P, IC > 6KA |  | ea
|  | - | CB 20AT, 1P, IC > 6KA |  | ea
|  | - | CB 16AT, 1P, IC > 6KA |  | ea
| 3.1.2 | Customer Unit : CU
|  | - | Panel 1 phase 2 wires , IC>10 KA 6 ckt Model. SDCS 16 |  | set
|  | - | Main CB 40AT, 2P IC > 10 KA |  | set
|  | - | RCBO 32AT, 1P, 30 mA, IC > 6KA |  | ea
|  | - | CB 20AT, 1P, IC > 6KA |  | ea
|  | - | CB 16AT, 1P, IC > 6KA |  | ea
| 3.1.3 | Junction Box
|  | - | Junction Box |  | ea
|  | - | Junction Box (wp) |  | ea
|  | - | Soft Ccover Plat WEG7943 (ฝาพลาสติก 3ช่องกันน้ำ) |  | ea
| 3.1.4 | Kilo Watt Hour Meter
|  | - | Kilo Watt Hour Meter 1 Phase 220 V 15/45A Brand. Mitsubishi |  | set | Provide by HPC.
|  | - | KHW Hour Meter Panal 20 Chanels (ตู้ใส่ KHW 20 ช่อง) |  | set | Provide by HPC.
3.2 | Cable & Wire
|  | 1.2.1 | IEC 01 THW, 450/750 V, 70 °C
|  | - | 1.5 Sqmm, |  | m
|  | - | 2.5 Sqmm, |  | m
|  | - | 4 Sqmm. |  | m
|  | - | 6 Sqmm, |  | m
|  | - | 10 Sqmm. |  | m
|  | - | 35 Sqmm. |  | m
|  | 1.2.2 | IEC 01 THW, 450/750 V, 70 °C
|  | - | 70 Sqmm, |  | m
| 1.3 | Raceway
|  | 1.3.1 | EMT Conduit
|  | - | 1/2" EMT |  | m
|  | - | 3/4" EMT |  | m
|  | 1.3.2 | IMC Conduit
|  | - | 2.5" IMC |  | m
|  | - | 4" IMC |  | m
|  | 1.3.3 | PVC Conduit
|  | - | 1/2" PVC |  | m
|  | 1.3.4 | Wire Way (Epoxy-Polyester powder paint thickness 2 mm. )
|  | - | 100x100 mm. |  | m
|  | - | 150x100 mm. |  | m
|  | 1.3.5 | Flexible conduit
|  | - | 1/2" EMT |  | m
|  | - | 3/4" EMT |  | m
|  | 1.3.6 | HDPE conduit
|  | - | 2.5" HDPE |  | m
|  | - | 4" HDPE |  | m
|  | 1.3.7 | Man Hole |  | set
|  | 1.3.7 | Fitting & Accessory |  | lot
| 1.4 | Lighthing Fixture
|  | 1.4.1 | lamptan LED Multi-Smart Ceiling Light 24 W Brand Lamptan |  | set
|  | 1.4.2 | LED Ciling ColerChange 24W Brand EVE |  | set
|  | 1.4.3 | LED Ciling ColerChange 14W Brand .EVE |  | set
|  | 1.4.4 | Fluorescent profile Mirror Louver Type 2x20 W. Tube (แบบติดลอย) |  | set
|  | 1.4.5 | Fluorescent profile Mirror Louver Type 10 W. Tube (แบบติดลอย) |  | set
|  | 1.4.6 | Downlight, LED Recer EVO Tech 24W. Day Light 8" |  | set
|  | 1.4.7 | Downlight, LED Recer EVO Tech 18W. Day Light 6" |  | set
|  | 1.4.8 | Emergency Light,LED (LED 2x9W 3HRS) MODEL CU 209CD3 LED, Operate time at leasr 3 Hrs Brand .SUNNY |  | set
|  | 1.4.9 | Exit Sign, LED Lamp. Self Contain Battery, Operate time at least 2 Hrs |  | set
| 1.5 | Swith & Outlet
|  | 1.5.1 | 16A 250V, Single Pole Switch +Plastic plate |  | set
|  | 1.5.2 | 16A 250V, Single Pole Switch w/lamp +Plastic plate |  | set
|  | 1.5.3 | 16A 250V 2P+G, Duplex Outlet +Plastic plate (WEG15929)+(WEG6803WK) |  | set
| 1.6 | Grounding System
|  | 1.6.1 | Ground Rod 5/8" x 10' |  | Ls
|  | 1.6.2 | Test Box |  | set
|  | 1.6.3 | Exothermic Weld |  | lot
|  | 1.6.4 | Taper Pointed Air Rod Model PTR-20-2000 Rod Size=20mm. Rod Length=2000 mm.(เสาล่อฟ้าแบบปลายแหลม) |  | ea
|  | 1.6.5 | Light Duty Saddle Model. PBCM -3/4 Copper Tape 25x3 |  | ea
|  | 1.6.6 | Bare Copper Conductors 35 Sq.mm |  | m.
|  | 1.6.7 | Accessory |  | lot
| 1.7 | Fire Alarm System
|  | 1.7.6 | Manual Station |  | set
|  | 1.7.7 | Alarm Bell |  | set
|  | 1.7.8 | Cable & Wire
|  | - | FR 2C - 2.5 Sqmm, |  | m
|  | 1.7.9 | Accessory |  | lot
| 1.8 | Communication System
|  | 1.8.1 | CAT 6 Data Modular Jack, Panasonic WEG24886 (Support Asset Point) |  | set
|  | 1.8.2 | Patch Panel |  | set
|  | 1.8.3 | UTP Cat.6 Patch Panel
|  | - | 1 x 12 Ports |  | set
|  | 1.8.5 | Fiber Optic Patch Cords |  | set
|  | 1.8.6 | Cable Management |  | set
|  | 1.8.7 | Rack 19"
|  | - | 6 U |  | set
|  | 1.8.8 | Cable & Wire
|  | - | Cat.6 a F/FTP XG (500MHz)Cable LSZH Aqua Blue |  | m
|  | 3.8.10 | Fitting & Accessory |  | lot
| 3.9 | MATV System
|  | 3.9.1 | TV Outlet (Panasonic WEG2501) + Plastic plate 1 Device (Panasonic WEG6801WK) |  | set
|  | 3.9.2 | 4 Ways Splitter (dBy - 401S) |  | ea
|  | 3.9.3 | 4 Ways Tap Off (dBy - 402T) |  | ea
|  | 3.9.4 | Cable & Wire
|  | - | Coaxial Cable RG6 (Indoor) |  | m
|  | - | Coaxial Cable RG11 (Indoor)
|  | 3.9.6 | Fitting & Accessory |  | lot
Air Conditioning System
| 4.1 | Splite-Type Air Conditioning & Ventilation Fan Unit
|  | 4.1.1 | Split-Type Air Conditioning Unit Carrier 18000 BTU Model. 38TVDA018/42TVDA018 |  | set | Provide by HPC.
|  | 4.1.2 | Piping Insulation &รางครอบท่อแอร์ Slim Duct |  | lot
|  | 4.1.3 | Ventiation Fan
|  | - | Exhaut fan 8" Mitsubishi EX-20SSCT |  | set
4 | Sanitary Work
4.1 | Sanitary Ware
|  | 4.1.1 | Water Closet ( NC-7557 - WA) NASCO |  | Ea.
|  | 4.1.2 | Wash Basin ( LN-085-WA )NASCO |  | Ea.
|  | 4.1.3 | Basin Faucet / P-Trap / Water Hoses /Wash basin Drain (NASCO ) |  | Ea.
|  | 4.1.4 | Mirror Size 50 x 70 cm. MOYA HL-HP005 |  | Ea.
|  | 4.1.5 | Shower Faucet (FB-2251-SP ) /Water Hoses (NASCO) |  | Ea.
|  | 4.1.6 | Tissue Holder (NA-08 ) NASCO |  | Ea.
|  | 4.1.7 | Soap Holder (NA-095) NASCO |  | Ea.
|  | 4.1.8 | Towel Bar ( FA-1201) NASCO |  | Ea.
|  | 4.1.9 | Rinsing Spray ( FP-9302-SP ) NASCO |  | Ea.
|  | 4.1.10 | Water Tap Dia.1/2 inch ( FB-7206-SP ) NASCO |  | Ea.
|  | 4.1.11 | Floor Drain Dia. 3 inch ( FP-5204 ) NASCO |  | Ea.
|  | 4.1.12 | Water Heater 6,000 W ( WH-T65M) Sharp |  | Ea. | Provide by HPC.
|  | 4.1.13 | Stainless Sink Embed counter ( Cover set and Zinktrap valve) Size 100x50x18 cm. D10050XL and Counter Concrete Size - 0.65 x 1.50 x 0.10 m. |  | Set.
4.2 | Water Supply System
| 4.2.1 | PVC Pipe
|  |  | -PVC Dia. 1/2 inch ( Class 13.5 ) Thaipipe Or SCG |  | m.
|  |  | -PVC Dia. 1-1/2 inch ( Class 13.5 ) Thaipipe Or SCG |  | m.
|  |  | -PVC Dia. 1 inch ( Class 8.5 ) Thaipipe Or SCG |  | m.
|  |  | -PVC Dia. 2 inch ( Class 8.5 ) Thaipipe Or SCG |  | m.
|  |  | -PVC Dia. 3 inch ( Class 8.5 ) Thaipipe Or SCG |  | m.
|  |  | -PVC Dia.. 4 inch ( Class 8.5 ) Thaipipe Or SCG |  | m.
| 4.2.2 | Pipe Fitting (Thaipipe Or SCG )
|  |  | - Dia. 1/2 inch ( หนา ) |  | ls
|  |  | - Dia. 1-1/2 inch ( หนา ) |  | ls
|  |  | - Dia. 1 inch ( บาง ) |  | ls
|  |  | - Dia. 2 inch ( บาง ) |  | ls
|  |  | - Dia. 3 inch ( บาง ) |  | ls
|  |  | - Dia. 4 inch ( บาง ) |  | ls
| 4.2.3 | VALVES
|  |  | - Brass Gate Valve Dia. 1/2 inch ( Sanwa ) |  | Set
|  |  | - Brass Gate Valve Dia. 1-1/2 inch ( Sanwa ) |  | Set
|  |  | - Stop valve 1 way Dia. 1-1/2 inch ( Sanwa ) |  | Ea.
|  |  | - Stop valve 2 way Dia. 1-1/2 inch ( Sanwa ) |  | Ea.
| 4.2.4 | SEPTIC TANK
|  |  | - Packet Septic Filter Tank DOS 3000 Liter / Air Pump ( DFF 6000+AB200 ) รุ่นเติมอากาศ |  | Set
|  |  | - Packet Seepage Cement Tank ( RC.Ring / Boken /Cabon ) 2 Hole / 8 - RC. Ring Dia. 1.00 m. |  | Set
WATER METER
|  |  | - Water rmeter Dia. 1/2 inch ( Asahi GMK. ) |  | Set | Provide by HPC.
|  |  | - Water rmeter Dia. 1-1/2 inch ( Asahi GMK. ) |  | Set | Provide by HPC.
|  |  | - Concrete Box and Cover 3 cm. thk. ( For Meter Dia. 1/2 inch ) |  | Ea.
|  |  | - Concrete Box and Cover 3 cm. thk. ( For Meter Dia. 1-1/2 inch ) |  | Ea.
| 4.2.5 | SUPPORT PIPE
|  | - | Hot dip galvanized Clevis Hanger 4" |  | Set
|  | - | CLEAN OUT
|  | - | Brass Clean out Dai 3 inch |  | Set
|  | - | Brass Clean out Dai 4 inch |  | Set
|  | - | INSTALL Grease Trap
|  | - | Grease Trap ยี่ห้อ Prema รุ่น PMGT/U60 ( 60 Lit.) and cover box |  | Set
|  | - | Hotdip Galvanized Steel Grating Size 0.25 x 1.00 x 0.025 m. |  | Ea.
|  | - | Excavation work for pipelines |  | Ls.
|  | - | Accessorie |  | Ls.
TOTAL
|  |  | GRANDTOTAL | 2 | Building

## 5) Main water supply and sewage
HONGSA POWER COMPANY
HONGSA POWER COMPANY
Bill Of Quantiy
PROJECT : |  |  | Construction Hongsa power Accommodation |  |  |  |  | SUBMIT By.
BUILDING TYPE : |  |  | Main Water Supply System And Waste Water System |  |  |  |  | APPROVED By.
LOCATION: |  |  | HONGSA DISTRICT. LAO |  |  |  |  | DATE
ITEM | DESCRIPTION |  |  | UNIT | QTY. | MATERIAL |  | LABOUR |  |  | TOTAL
[6 empty] | UNIT | TOTAL | UNIT | TOTAL | Unit Rate
[6 empty] | COST | (THB) | COST | (THB) | (THB) | (THB)
1 | Main Water Supply System
| 1.1 | HDPE Pipe and Fitting PE100, PN10 ( For Cold Water Supply Pipe )
|  | - Excavation and Back Fill ( 40 * 50 cm.) |  | m. | [7 empty] | 19.2 | 15.36 | 34.56
|  | - Sand Beding 8 cm. thk. |  | Cum. | [7 empty] | 11.2 | 560
|  | - HDPE PE100 PN 10 OD. 110 mm. ( Main Water Supply ) |  | m. | [7 empty] | 315.65
|  | - HDPE Elbow 45° OD. 110 x 110 mm. PN10 ( Butt fusion welding ) |  | Ea. | [7 empty] | 387.34
|  | - HDPE Elbow 90° OD. 110 x 110 mm. PN10 ( Butt fusion welding ) |  | Ea. | [7 empty] | 483.64
|  | - HDPE Tee 90 ° OD. 110 x 110 x 110 mm. PN10 ( Butt fusion welding ) |  | Ea. | [7 empty] | 597.06
|  | - HDPE Clamp Saddle OD. 110 x 1-1/2" |  | Ea. | [7 empty] | 160.5
|  | - HDPE Male Adaptor OD. 110 x 4" |  | Ea.
| 1.2 | VALVE
|  | - Brass Gate Valve Dia. 1-1/2 inch ( Sanwa ) |  | Ea. | [7 empty] | 476.15
|  | - Brass Gate Valve Dia. 4 inch ( Sanwa ) |  | Ea. | [7 empty] | 3563.1
|  | - Concrete Box and Cover 3 cm. thk. ( For Gate Valve Dia. 4 inch ) |  | Ea.
2 | Waste Water Pipe
| 2.1 | HDPE Pipe and Fitting PE 100 PN 10 ( For Waste Water Pipe )
|  | - Excavation and Back Fill ( 40 * 50 cm. or Varies Slope To Seepage ) |  | m.
|  | - Sand Beding 8 cm. thk. |  | Cum. | [7 empty] | 11.2 | 560
|  | - HDPE PE100 PN 10 OD. 110 mm. ( Waste Pipe ) |  | m. | [7 empty] | 243.96
|  | - HDPE Elbow 45° OD. 110 x 110 mm. PN10 ( Butt fusion welding ) |  | Ea. | [7 empty] | 327.42
|  | - HDPE TEE Y OD. 110 x 110 x 110 mm. PN10 ( Butt fusion welding ) |  | Ea. | [7 empty] | 600.27
| 2.2 | CLEAN OUT
|  | - Brass Clean Out Dia. 4 inch |  | Ea.
| 2.3 | SEEPAGE
|  | - Packet Seepage Cement Tank ( RC.Ring / Boken /Cabon ) 4 Hole / 16 RC. Ring Dia. 1.00 m. |  | Set
| 2.4 | Accessorie |  | ls
[6 empty] | GRAND TOTAL | 0 |  | 0 |  | 0

## 6)Road, Landscape and Drainage
HONGSA POWER COMPANY
HONGSA POWER COMPANY
Bill Of Quantiy
PROJECT : |  |  | Construction Hongsa power Accommodation |  |  |  |  | SUBMIT By.
BUILDING TYPE : |  |  | Drainage System |  |  |  |  | APPROVED By.
LOCATION: |  |  | NKK / Ceneec Accom |  |  |  |  | DATE
ITEM | DESCRIPTION |  |  | UNIT | QTY. | MATERIAL |  | LABOUR |  |  | TOTAL
[6 empty] | UNIT | TOTAL | UNIT | TOTAL | Unit Rate
[6 empty] | COST | (THB) | COST | (THB) | (THB) | (THB)
1 | Construction Hongsa power Accommodation
| 1.1 | RC. U-Ditch Type A. |  | m.
| 1.2 | RC. U-Ditch Type B. |  | m.
| 1.3 | RC. U-Ditch Type C. |  | m.
| 1.4 | RCP 600 mm. |  | ea.
| 1.5 | Manhole and Steel Grating Cover 10 cm. thk |  | Set
Insize - 0.80 x 1.00 m . H= 1.00 m.
2 | Fence at New Accom NNK. / Ceneec
| 2.1 | Construction Fence Wire mesh
| Install Fence Wire Mesh ( Hot Dipped Galvanized ) H = 2.00 m. |  |  | m.
- รั้ว SCG. Meshfence 2.40 x 1.90 m. สูง 2.00 เมตร ลวด 7 มม. เส้นตั้ง@ 10 cm. แผง 2.40 x 1.90 m.
- เสากลม Ø 2" หนา 2.9 mm. สูง 2.00 เมตร พร้อมอุปกรณ์ยึด
- แผงรั้ว ขนาด 2.40 x 1.90 m. เส้นลวด 7 มม. ( สไตล์ Wave )
- Plate - 12 x 12 cm. หนา 6 มม. พุ้กเหล็ก 4 ชุด(M12)
- ตอม่อคอนกรีต ขนาด 30x30x50 cm. ( หล่อในที่ ) ( 180 ksc.)
| 2.2 | Cowboy Fence |  | m.
- Cowboy Fence (Beam)
- Cowboy Fence (Column) Type 2 Row
| 2.3 | Guardrail |  | m.
| 2.4 | ชาฮกเกี้ยน |  | plant
3 | Internal Road Work
| - | Remove existing road surface and scarify, re-compacted exsiting sub-base |  | Sq.m.
| - | Excavation work |  | Cum.
| - | Embankment |  | Cum.
| - | Compacted Sub-base 200mm.thk. CBR. density 95% from unit weight |  | Cum.
| - | Compacted base course crushed rock 150mm.thk minimum density of 95% the modified proctor |  | Cum.
| - | Prime coat layer |  | Sq.m.
| - | DBST. surface layer |  | Sq.m.
| - | Road Sign |  | No.
|  |  |  | SUMMARY TOTAL |  |  | 0 |  | 0 |  | 0

## 7) Water Plant Phonchan
|  |  | HONGSA POWER COMPANY LIMITED | [6 empty] | Date
|  | Project : | Improvement Water Treatment Plant | [6 empty] | Estimate by
|  | Table : | Phonechan Plant | [6 empty] | Printed :
[5 empty] | Material |  | Labour |  |  | Overall
No. | Detail |  | Quantities | Unit | Unit Cost | Total | Unit Cost | Total | Unit Rate | Cost | Remark
[5 empty] | (Baht) | (Baht) | (Baht) | (Baht) |  | (Baht)
1 |  | งาน Raw water Pump
1.01 | - | Grundfos Pump Model.CM10-1 A-R-A-E-AVBE F-A-A-N |  | Set
1.02 | - | ข้อต่อสามทางลด (2-1/2” – 2”) |  | EA
1.03 | - | ข้อต่อลด (2” – 1-1/2”) |  | EA
1.04 | - | ข้อต่อสามทาง 2” |  | EA
1.05 | - | Butterfly valve 2" Kitz G-10DJ/E-EPDM |  | EA
1.06 | - | Dual check valve KISTLER 2" DCV-603 - EPDM |  | EA
1.07 | - | หน้าแปลนเหล็ก 2” |  | EA
1.08 | - | Strainer Cast iron 2” |  | EA
1.09 | - | เฟล็กซ์ยางลอนเดี่ยว American standard 2” - EPDM |  | EA
1.1 | - | ท่อประปาคาดน้ำเงิน ชุบ HDG 2" |  | m
1.11 | - | ชุดควบคุม
|  | - Latching relay WIP Model.W-LT2 |  | EA
|  | - Selector Switch P1-ALT-P2 |  | EA
|  | - Miniature circuit breaker (MCB) Schnider 1P,3A Model. A9F74102 |  | EA
|  | - Magnetic contactor Schnider Coil 220VAC Model.LC1D09M7 |  | EA
|  | - Overload Relay Schnider Model.LRD06 |  | EA
|  | - LED Pilot lamps Schnider 220VAC เขียว Model.XB4BVM3 |  | EA
|  | - LED Pilot lamps Schnider 220VAC แดง Model.XB4BVM4 |  | EA
|  | - MCCB Mitsubishi Model.NF30-CS-3P-10A |  | EA
|  | - ตู้สวิทช์บอร์ด แบบธรรมดา KBSS004 |  | EA
|  | - Accessory and installation |  | LS
1.12 | - | งานทำฐานมอเตอร์ |  | LS
1.13 | - | งานตัดเชื่อมขึ้นรูป |  | LS
1.14 | - | Accessory |  | LS
2 |  | งานชุดปั๊มผลิตน้ำ
2.01 | - | Grundfos Pump Model.CM15-3 A-R-A-E-AVBE F-A-A-N |  | Set
2.02 | - | ข้อต่อสามทางลด (3” - 2-1/2”) |  | EA
2.03 | - | ข้อต่อสามทาง 2-1/2” |  | EA
2.04 | - | ข้อต่อลด (2-1/2”-2”) |  | EA
2.05 | - | เฟล็กซ์ยางลอนเดี่ยว American standard 2-1/2” - EPDM |  | EA
2.06 | - | Strainer Cast iron 2-1/2” |  | EA
2.07 | - | หน้าแปลนเหล็ก 2-1/2” |  | EA
2.08 | - | Dual check valve KISTLER 2-1/2" DCV-603 - EPDM |  | EA
2.09 | - | Butterfly valve 2-1/2" Kitz G-10DJ/E-EPDM |  | EA
2.1 | - | ท่อประปาคาดน้ำเงิน ชุบ HDG 2-1/2" |  | m
2.11 | - | ชุดควบคุม
|  | - Latching relay WIP Model.W-LT2 |  | EA
|  | - Selector Switch P1-ALT-P2 |  | EA
|  | - Miniature circuit breaker (MCB) Schnider 1P,3A Model. A9F74102 |  | EA
|  | - Magnetic contactor Schnider Coil 220VAC Model.LC1D09M7 |  | EA
|  | - Overload Relay Schnider Model.LRD14 |  | EA
|  | - LED Pilot lamps Schnider 220VAC เขียว Model.XB4BVM3 |  | EA
|  | - LED Pilot lamps Schnider 220VAC แดง Model.XB4BVM4 |  | EA
|  | - MCCB Mitsubishi Model.NF30-CS-3P-10A |  | EA
|  | - ตู้สวิทช์บอร์ด แบบธรรมดา KBSS004 |  | EA
|  | - Accessory and installation |  | LS
2.12 | - | งานทำฐานมอเตอร์ |  | LS
2.13 | - | งานตัดเชื่อมขึ้นรูป |  | LS
2.14 | - | Accessory |  | LS
3 |  | ชุดเติม PAC
3.01 | - | ชุดเครื่องกวนผสมสารเคมี 0.5 Hp, 380V |  | Set
3.02 | - | ถัง PE รุ่น CEN-B ขนาด 500 ลิตร |  | EA
3.03 | - | งานทำฐานถัง
|  | - เหล็กรางน้ำ 100x50x7.5 mm. |  | m
|  | - งานทาสีกันสนิม (รวมสีกันสมิน - สีน้ำเงิน) |  | LS
|  | - งานตัดเชื่อมขึ้นรูป |  | LS
|  | - Accessory |  | LS
4 |  | ชุดเติม Chlorine
4.01 | - | ชุดเครื่องกวนผสมสารเคมี 0.5 Hp, 380V |  | Set
4.02 | - | ถัง PE รุ่น CEN-B ขนาด 500 ลิตร |  | EA
4.03 | - | งานทำฐานถัง
|  | - เหล็กรางน้ำ 100x50x7.5 mm. |  | m
|  | - งานทาสีกันสนิม (รวมสีกันสมิน - สีน้ำเงิน) |  | LS
|  | - งานตัดเชื่อมขึ้นรูป |  | LS
|  | - Accessory |  | LS
5 |  | งานเปลี่ยน Butterfly Valve Carbon filter
5.01 | - | Butterfly valve 2-1/2" Kitz G-10DJ/E-EPDM |  | EA
5.02 | - | หน้าแปลนเหล็ก 2-1/2” |  | EA
5.03 | - | ท่อประปาคาดน้ำเงิน ชุบ HDG 2-1/2" |  | m
5.04 | - | งานตัดเชื่อมขึ้นรูป |  | LS
6 |  | อุปกรณ์อ่างน้ำดิบ
6.01 | - | เครื่องฉีดน้ำแรงดันสูง TOSAKI PWT-250-7.5 |  | Set
6.02 | - | ป๊มแช่แสตนเลส 2" Misubishi Model.SSP-405SA |  | Set
7 |  | งานต่อเติมอาคารแพล้นน้ำ
7.1 | Demolish block wall
|  | Demolish block wall and plastering both side thick 10 cm |  | Sq.m
|  | Demolish double slide glass window / white color aluminium frame work |  | Ea
7.2 | Foundation and Structure Work
|  | Preparation works, Clearing and Setting Out |  | Sq.m
|  | Excavation |  | Cu.m
|  | Back Fill |  | Cu.m
|  | Sand Back Fill and Compacted |  | Cu.m
|  | Concrete 175 Ksc. cube (1:3:5) |  | Cu.m
|  | Concrete 240 Ksc. Cube (1:2:4) |  | Cu.m
|  | Form Work |  | Sq.m
Reinforcement Bar
|  | - RB6 (SD24) 0.222 kg/m |  | Kg.
|  | - DB12 (SD40) 0.898 kg/m |  | Kg.
|  | Nail |  | Kg.
7.3 | Structural Steel
|  | C 75x45x15x2.3 mm. (3.25 kg/m) |  | Kg.
|  | C 100x50x20x3.2 mm. (5.50 kg/m.) |  | Kg.
|  | 2C 150x75x20x3.2mm. (8.01 kg/m) |  | Kg.
|  | C - Channel 200x80x7x11 mm. (24.60 kg/m.) |  | Kg.
|  | [] 150x150x3.2 mm (13.67 kg/m) |  | Kg.
|  | Plate 200x200x10 mm |  | Ea
|  | Anti Rust Coating and Top Coating (White Color, TOA or Equal) |  | Sq.m
|  | Other (IF) |  | Ls
Architecturl work
7.4 | Wall
|  | 7 CM. Cement Block Wall |  | Sq.m
|  | 1.5 CM. Plaster |  | Sq.m
|  | Vent Block Wall |  | Ea
|  | 0.07x0.10 M.Lintel (Material Include Structure Item) |  | m
7.5 | Floor
|  | F1 Steel Trowel Finish |  | Sq.m
7.6 | Roofing
|  | Installation roofing tile and accessories |  | Sq.m
|  | Roman Tile 50x120x0.55 cm. Include insulation sheet (Brick Color Elephant Brand) |  | Sq.m
|  | CPAC Monier Hip End. (Elephant Brand, Brick Color) |  | Pcs.
|  | CPAC Monier Barge. 3 PCS/m (Elephant Brand, Brick Color) |  | Pcs.
|  | Cilp Lock 20 cm. For Structure Steel C 150 |  | Ea
Eave and Fascia
|  | - Fiber Cement Board 2.5x20 cm. |  | m
|  | - Fiber Cement Board 2.5x15 cm. |  | m
7.7 | Door / Windows Included Hard Ware
|  | W1 Aluminum Sliding Window 120x110 cm. Clear Glass 6 mm. thk. Incloded Equipment |  | Set
7.8 | Paint
|  | W1: Acrylic Interior Paint (White Color, TOA or Equal) |  | Sq.m
|  | W1: Acrylic Exterior Paint (White Color, TOA or Equal) |  | Sq.m
7.9 | RC gutter
|  | RC gutter around the building (On the ground) |  | m
| Grand Total |  |  |  |  | 0 |  | 0 |  | 0

## 8) CCTV
HONGSA POWER COMPANY
Bill Of Quantiy
PROJECT : |  | Construction Hongsa power Accommodation |  |  |  |  | SUBMIT By.
BUILDING TYPE : |  | CCTV System CNEEC Accom |  |  |  |  | APPROVED By.
LOCATION: |  | HONGSA DISTRICT. LAO |  |  |  |  | DATE
ITEM | DESCRIPTION |  | QTY. | UNIT | MATERIAL |  | LABOUR |  |  | TOTAL
[5 empty] | UNIT | TOTAL | UNIT | TOTAL | Unit Rate
[5 empty] | COST | (THB) | COST | (THB) | (THB) | (THB)
1 | CCTV SYSTEM
1.1 Cable&Wire
| 1.1 Lan Cat.6 a F/FTP XG (500MHz)Cable LSZH Aqua Blue |  |  | m
| 2 CAT6 UTP Cable (305m/Box) Link(US-9106 OUT) Outdoor -A0045960 |  |  | m
2 | Control System
| .2.1 HDD6TB SATA WD PURPLE For CCTV |  |  | Set
| 2.2 GIGABIT switch 8 Port |  |  | Set
| 2.3 POE Switch 8 Port |  |  | Set
| 2.4 Surge Protection |  |  | Set
| 2.5 CCTV Out door Cabenet |  |  | Set
| 2.6 จอมอนิเตอร์ LED 50" Sharp |  |  | Set
| 2.7 Computor PC Corei 7 RAM 8G |  |  | Set
| 2.8 Fiber Optic 6 Core Brand LINK |  |  | m
| 2.9 Medai Converter |  |  | Set
| 2.10 ค่าสไปร์ทสาย Fiber Optic &Report |  |  | Ls
| 2.11 Set Up System & Program |  |  | LS
| 2.12 Accessory |  |  | Lot
3 | RACE WAY
| 3.1 1/2" EMT |  |  | m
| 3.2 1" EMT |  |  | m
| 3.3 Flexible Conduit 1" |  |  | m
| 3.4 Flexible Conduit 1/2" |  |  | m
| 3.5 PVC pipe Corlor White 1/2" |  |  | m
| 3.6 PVC pipe Corlor White 1" |  |  | m
| 3.7 HDPE Pipe OD 20 mm. |  |  | m
| 3.8 HDPE Pipe OD 32 mm. |  |  | m
| 2.1.5 Juction Box |  |  | Set
| 2.1.6 J Clamp Model. PA-JC066(PA-296) |  |  | Set
| 2.1.7 Fitting&Accessory |  |  | Lot
4 | CCTV Camera
| 4.1 CCTV Camera Model . DS-CD2635FWD-IZS |  |  | Set
| 4.2 NVR 32CH HIKVISION DS-9664NI-I8 |  |  | Set
| TOTAL |  |  |  |  | 0 |  | 0 |  | 0

## 9)Football Field New Accom
HONGSA POWER COMPANY
HONGSA POWER COMPANY
Bill Of Quantiy
PROJECT : |  |  | Construction Hongsa power Accommodation |  |  |  |  | SUBMIT By.
BUILDING TYPE : |  |  | Artificial Grass Football Field ( 9 Person ) |  |  |  |  | APPROVED By.
LOCATION: |  |  | NKK / Ceneec Accom |  |  |  |  | DATE
ITEM | DESCRIPTION |  |  | UNIT | QTY. | MATERIAL |  | LABOUR |  |  | TOTAL | Remark
[6 empty] | UNIT | TOTAL | UNIT | TOTAL | Unit Rate
[6 empty] | COST | (THB) | COST | (THB) | (THB) | (THB)
Construction Artificial Grass Football Field ( 9 Person )
1 | Clearing and preparation lelveling |  |  | Sqm.
| - | Clearing and preparation lelveling
2 | Construction Artificial Grass Football Field ( 33 x 53 m.) |  |  | Sqm.
| - | Venus-5001B120-BL-3/8 (หญ้าเทียม5ซม.รุ่น TOP ได้รับ FIFA Certificate)
| - | กาว + Jointape
| - | Infill ทรายละเอียด+เม็ดยางสังเคราะห์สีดำ3ซม.
3 | ระบบรองพื้นและระบายน้ำ |  |  | Sqm.
| - | Concrete curb 30x10cm
| - | งานท่อระบายน้ำขนาด 6"และ8" พร้อมบ่อพัก
| - | งานท่อระบายน้ำ Ne-o drain dia.65mm.
| - | งานบดอัดหิน3/4" และหินฝุ่น เพื่อปรับความเรียบของพื้นสนาม
4 | งานอื่นๆ
| - | เสาไฟคอนกรีตสูง 12เมตร |  | ต้น
| - | ตาข่ายรอบสนามสูง10เมตรขนาด#24 ชนิดป้องกัน UV และประตูทางเข้า และโกล์พร้อมตาข่าย |  | Sqm.
5 | Electrical System
5.1 | Load Center
5.1.1 | Lighting Control Box |  |  | set
5.2 | Cable &wire
5.2.1 | IEC 60502-1 CV 0.5/1Kv 10 Sq.mm |  |  | m
5.2.2 | IEC 60502-1 CV 0.5/1Kv 2.5 Sq.mm |  |  | m
5.2.3 | THW(IEC01) 50 Sq.mm Thai Yasaki Coler Green/Yewlow |  |  | m
5.3 | Raceway & Conduit
5.3.1 | PVC Pipe 1/2 " |  |  | EA
5.3.2 | PVC Pipe 1 " |  |  | EA
5.3.3 | HDPE Conduit Class 1/PN 6 1" |  |  | m
5.3.4 | Pull Box PB 8"x8"x4"(Pull Box พ่นสีฝุ่นหนา ) |  |  | EA
5.3.5 | Pull Box PB 4"x4"x4"(Pull Box พ่นสีฝุ่นหนา ) |  |  | EA
5.3.6 | PVC Clip 1/2" |  |  | EA
5.3.7 | PVC Conduit Connector 1/2" |  |  | EA
5.3.8 | Fitting & Accessory |  |  | lot
5.4 | Lighthing Fixture
5.4.1 | LED Stadium Light 1000 W BR-FL-100W-07-FA |  |  | Set
5.4.2 | Fitting & Accessory |  |  | lot
5.5 | Grounding
5.5.1 | Grounding System <5 ohm |  |  | Job
|  |  |  | SUMMARY TOTAL | [6 empty] | 0

## 10) HV & Tranformer
HONGSA POWER COMPANY
Bill Of Quantiy
PROJECT : |  | Construction Hongsa power Accommodation |  |  |  |  | SUBMIT By.
BUILDING TYPE : |  | HV System & Transformer |  |  |  |  | APPROVED By.
LOCATION: |  | HONGSA DISTRICT. LAO |  |  |  |  | DATE
ITEM | DESCRIPTION |  | QTY. | UNIT | MATERIAL |  | LABOUR |  |  | TOTAL
[5 empty] | UNIT | TOTAL | UNIT | TOTAL | Unit Rate
[5 empty] | COST | (THB) | COST | (THB) | (THB) | (THB)
1 | Electrical System
1.1 Install Tranformer 500 Kva
| Concrete Pole 12 m. |  |  | EA
| Concrete Pole 8 m. |  |  | EA
| Tranformer 500 Kva Brand Ekarat or Thai Trafo |  |  | EA
| Remove & Reinstall Tranformer 500Kva |  |  | Job
| Spun Presterssed Concrete 100x100x2500 mm. |  |  | EA
| Beam Spun Presterssd Concrete 100x200x300 mm. |  |  | EA
| Support Tranformer |  |  | EA
| Brace Flart For Crossarm 30x6x760 mm. |  |  | EA
| Bolt Machine M16x150mm. |  |  | EA
| Bolt Machine M16x200mm. |  |  | EA
| Bolt Machine M16x250mm. |  |  | EA
| Double ArmingFull Threaded Bolt M16x260 mm. |  |  | EA
| Dead End bayonet size 100x50x2,250 mm |  |  | EA
| Overhead Bayonet 65x65x6 mm.2500mm |  |  | EA
| Bolt Machine M16x350mm. |  |  | EA
| Bolt Machine Hexagron M16x550mm. |  |  | EA
| Eye Nut Bolt 6" |  |  | EA
| Ball Clevis Type K |  |  | EA
| Socket Clevis type K |  |  | EA
| Washer Square Flat 52x52x4.5 mm. Hole 18mm.TIS 258 |  |  | EA
| Insulater Linepote Type ANSI C29.7 Class57-2L |  |  | EA
| LA 24 Kv. 10 KA. |  |  | EA
| Drop Out Fuse 27 Kv 100 A |  |  | Set
| Suspension Insulator 52-3, 10" ( 1set=3Ea ) |  |  | Set
| Strain Insulator 54-4(20000lbs) |  |  | EA
| Preformed Dead End SAC 50sq.mm |  |  | EA
| Cement Concrete for Guy Set ,Size 50x50 cm, thick 15 cm |  |  | EA
| Steel wire size 95 Sq.mm(for guy)TIS 404 |  |  | m
| Steel wire size 25 Sq.mm(for OHGW)TIS 404 |  |  | m
| PG Clamp size 25-95Sq.mm 2 Bolt |  |  | EA
| Ground Wire Clamp -1152(OJ) |  |  | EA
| Clamp Single U-Bolt M8 |  |  | EA
| Guy Thimble for steel Eire 50-95 Sq.mm |  |  | EA
| Conducter SAC 50sq.mm |  |  | m
| Angle Thimble Eye Bolt M16x250 mm |  |  | EA
| Eye Nut Forge Type M16 |  |  | EA
| Thimble Clevis Diamiter 16 mm |  |  | EA
| Anchor Rod (Welded Type ) M16x2000 mm. |  |  | EA
| Grounding System Ref <5 ohm |  |  | LS
| Rack 4 Spool |  |  | EA
| Spool Insulator 53-2 |  |  | EA
| Preformed Dead End CV 120sq.mm |  |  | EA
| Preformed Dead End CV 185sq.mm |  |  | EA
| Preformed Dead End CV 70sq.mm |  |  | EA
| Foundation and support |  |  | LS
| Accessory |  |  | Lot
2 | Cable &wire
| CV-FD 300 sq.mm |  |  | m
| CV-FD 150 sq.mm |  |  | m
| IEC 01 (THW) 185 sq.mm |  |  | m
| IEC 01 (THW) 95 sq.mm |  |  | m
| IEC 01 (THW) 70 sq.mm |  |  | m
Witre Way &Conduit
| Cable Ladder LH Type ( Hot Dip Galvaniz) 500x100 x1000 |  |  | m
| Service Entrance Cap 4" |  |  | EA
| IMC Pipe 4" |  |  | EA
| HDPE Pipe 110 mm. Class I /PN 6 |  |  | m
| HDPE Conecting 110 mm. Type B (ข้อต่อท่อHDPE 4" เกลียวใน) |  |  | EA
| 90 HDPE Conduit Bend 110 mm. PN6.3 (ท่อโค้งไฟฟ้าพีอี 90องศา) |  |  | EA
| Accessory & Support |  |  | Lot
3 | MDB
| ACB 800 AT,3P IC>=65 KA |  |  | EA
| MCCB 400 AT,3P IC>=36 KA |  |  | EA
| MCCB 350 AT,3P IC>=36 KA |  |  | EA
| MCCB 100 AT,3P IC>=36 KA |  |  | EA
| MDB Cabinet Outdoor (ตู้ MDB Outdoor) |  |  | EA
| Copper Busbar |  |  | Lot
| Meter |  |  | Set
| wiring&Accessories |  |  | Lot
| Foundation and support MBD |  |  | LS
| Copper Lugs single Hole for Cable 300 Sq.mm |  |  | EA
| Copper Lugs single Hole for Cable 185 Sq.mm |  |  | EA
| Copper Lugs single Hole for Cable 150 Sq.mm |  |  | EA
| Copper Lugs single Hole for Cable 95 Sq.mm |  |  | EA
| Copper Lugs single Hole for Cable 70 Sq.mm |  |  | EA
| แคล้มทองเหลือง 2 สกรู150-185 Sq.mm |  |  | EA
| แคล้มทองเหลือง 2 สกรู 95-120 Sq.mm |  |  | EA
4 | Street Lighting
| LED Street lighting solar cell 400W(Warm white) Randy Model. Ultra Solar cell |  |  | Set
| Street Light bracket : Adjustable Type Model.SC25GC20 |  |  | EA
| Nut& Bolt |  |  | EA
| Accessory |  |  | Lot
| TOTAL |  |  |  |  | 0 |  | 0 |  | 0

## 11) Fire Alarm
HONGSA POWER COMPANY
HONGSA POWER COMPANY
Bill Of Quantiy
PROJECT : |  | Construction Hongsa power Accommodation |  |  |  |  | SUBMIT By.
BUILDING TYPE : |  | Fire Alarm Systems |  |  |  |  | APPROVED By.
LOCATION: |  | NKK / Ceneec Accom |  |  |  |  | DATE
ITEM | DESCRIPTION |  | QTY | Uint | MATERIAL |  | LABOUR |  | TOTAL | Remark
[5 empty] | UNIT | TOTAL | UNIT | TOTAL
[5 empty] | COST | (THB) | COST | (THB) | (THB)
SUMMARY
1 | SR.OFFICER TYPE |  |  | Building
2 | OFFICER TYPE |  |  | Building
3 | FCP SYSTEMS |  |  | LS
|  | Carried to Final Summary | [8 empty] | OK
1 | Sr.Officer Type
1.1 | Monitor Module For Detector Zone |  |  | Set
1.2 | Monitor Module For Manual Zone |  |  | Set
1.3 | Control Module For Alarm Zone |  |  | Set
1.4 | Fire Alarm Terminal Box |  |  | Set
1.5 | Smoke Detector |  |  | Set
1.6 | Manual Station |  |  | Set
1.7 | Alarm Bell |  |  | Set
1.8 | Cable&Wire
| - FR 2C-2.5 sq.mm |  |  | m
| - VCT 2C - 1.5 Sqmm, |  |  | m
1.9 | Race way
| - 1/2" EMT |  |  | m
| - Flexible Conduit 1/2" |  |  | m
1.1 | Fitting&Accessory |  |  | Lot
2 | Officer Type
2.1 | Monitor Module For Detector Zone |  |  | Set
2.2 | Monitor Module For Manual Zone |  |  | Set
2.3 | Control Module For Alarm Zone |  |  | Set
2.4 | Fire Alarm Terminal Box |  |  | Set
2.5 | Smoke Detector |  |  | Set
2.6 | Manual Station |  |  | Set
2.7 | Alarm Bell |  |  | Set
2.8 | Cable&Wire
| - FR 2C-2.5 sq.mm |  |  | m
| - VCT 2C - 1.5 Sqmm, |  |  | m
2.9 | 1.9 Race way
| - 1/2" EMT |  |  | m
| - Flexible Conduit 1/2" |  |  | m
2.1 | Fitting&Accessory |  |  | Lot
3 | FCP Systems
3.1 | Cable&Wire
| - FR 2C- 16 sq.mm |  |  | m
| - FR 2C- 2.5 sq.mm |  |  | m
3.2 | 1.2 Control System
3.3 | - Intelligent Fire Alarm Cotrol Panal Model .NFS-320 Brand. NOTIFIER |  |  | Set
| - Grafhic Annunciator Board |  |  | Set
3.4 | Race way
| - 1/2" EMT |  |  | m
| - Flexible Conduit 1/2" |  |  | m
| - J Clamp Model. PA-JC066(PA-296) |  |  | Set
3.5 | Fitting&Accessory |  |  | Lot
|  |  | SUMMARY TOTAL | [6 empty] | (THB)

## 12)GYM
HONGSA POWER COMPANY
HONGSA POWER COMPANY
Bill Of Quantiy
PROJECT : |  | Construction of GYM |  |  |  |  | SUBMIT By.
BUILDING TYPE : |  | Fire Alarm Systems |  |  |  |  | APPROVED By.
LOCATION: |  | NKK / Ceneec Accom |  |  |  |  | DATE
ITEM | DESCRIPTION |  | QTY | Uint | MATERIAL |  | LABOUR |  | TOTAL | Remark
[5 empty] | UNIT | TOTAL | UNIT | TOTAL
[5 empty] | COST | (THB) | COST | (THB) | (THB)
SUMMARY
12.1 | Structural Work
12.2 | Architectural Work
12.3 | Electrical & Communication Work
12.4 | Air Condition & Ventilation Work
12.5 | Sanitary Work
12.6 | Landscape Work
|  | Carried to Final Summary | [8 empty] | OK
12.1 | Structural Work
12.1.1 | Earth Work
- | Excavation & Backfill |  |  | m3.
- | Compacted Sand under Concrete Footing |  |  | m3.
12.1.2 | Concrete & Form Work
- | Lean Concrete 5 cm. thickness |  |  | m3.
- | Cast‐in‐Place Structure Concrete , fc'240 ksc.(Cylinder) |  |  | m3.
- | Form Work |  |  | m2.
- | Nail & wire |  |  | kg.
12.1.3 | Reinforcing Steel Work
- | Round bar diameter 6mm., SR24/ RC |  |  | kg.
- | Round bar diameter 9mm., SR24/ RC |  |  | kg.
- | Deformed bar diameter 12 mm., DB30/ RC |  |  | kg.
- | Deformed bar diameter 16 mm., DB30/ RC |  |  | kg.
- | Deformed bar diameter 20 mm., DB30/ RC |  |  | kg.
- | Steel wire |  |  | kg.
12.1.4 | Structural Metal Framing Work
- | []-150x150x3.2mm.(14.54kg.m.) |  |  | kg.
- | []-200x100x3.2 mm.( 14.54 kg.m.) |  |  | kg.
- | []-150x50x3.2mm.(9.63kg.m.) |  |  | kg.
- | []-100x50x3.2 mm.( 7.01kg.m.) |  |  | kg.
- | STEEL PLATE 250x250x15mm. (6-Bolt Dai.20 mm.) |  |  | Pcs.
- | FRABICATION& INSTALLATION COST |  |  | m2
12.1.5 | Roof Work
- | Insulated Metal sheet Roof 0.47 mm. thickness, bolt system. - Insulation ; 1”EPS or PUFoam thickness , Cover with Aluminum Foil Surface. |  |  | sq.m.
- | Sky white ice clear roof sheet |  |  | sq.m.
- | Flashing |  |  | m
- | Eave |  |  | m
12.2 | Architectural Work
12.2.1 | Floor Finishing
- | GF1 Floor harden top with epdm20mm |  |  | sq.m.
- | GF2 Light grey stone granite tile 60*60cm (NON-SLIP SURFACE) |  |  | sq.m.
- | GF3 Washed gravel 2color pattern |  |  | sq.m.
12.2.2 | Wall & Partition
- | GP1 Brick wall |  |  | sq.m.
- | GP2 white wall tile 30x60cm |  |  | sq.m.
- | GP3 Tile 6"x24" |  |  | sq.m.
- | Smooth wall plastering |  |  | sq.m.
- | concrete fins 0.15x.25m. |  |  | m
- | H beam 250x250 with artificial wooden8" |  |  | set
12.2.3 | Door & Window
- | PD1 Doube swing door |  |  | set.
- | PD2 Single open door |  |  | set.
- | PD3 Single open door |  |  | set.
- | PW1 Fixed glass |  |  | set.
- | PW2 Fixed glass |  |  | set.
- | PW3 Fixed glass |  |  | set.
- | PW4 Fixed glass |  |  | set.
12.2.4 | Toilet & Sanitary Fixtures
- | toilet |  |  | set
- | Basin |  |  | set
- | Urinal |  |  | set
- | Rinsing spray |  |  | set
- | Box for tissue |  |  | set
- | Ceramic Stop valve 90 Degree CT179( HM ) |  |  | set
- | Ceramic Stop valve 90 Degree 3 way CT128 (HM ) |  |  | set
- | Stainless Floor Drain ( SANA 3") |  |  | set
- | Frameless Mirrow(Beveling flat edge technique) 2x0.90 m. |  |  | set
12.2.5 | Counter top black granite
- | Counter top 2.6 x 0.60 m. |  |  | set
- | Counter top 2.0 x 0.60 m. |  |  | set
- | Counter skirt 0.15*4 m |  |  | set
12.2.6 | Ceiling
- | GC1 Gypsum Board Ceiling 9 mm. (moisture protection type) with galv. Steel |  |  | sq.m.
- | GC2 Gypsum Board and artificial wooden pattern 0.5x3 " |  |  | sq.m.
- | GC3 Gypsum Board and artificial wooden pattern 0.5x3 "out door |  |  | sq.m.
12.2.7 | Painting
- | Exterior Painting |  |  | sq.m.
- | Interior Painting |  |  | sq.m.
- | Anti-Rusty Painting |  |  | LS.
- | Top Coat Steel Painting |  |  | LS.
12.3 | Electrical System
12.3.1 | Panel Board
| - LP-GYM 12 ckt. Main 40A. 3P. 25 kA. |  |  | EA.
| - Miniature CB. 1P. 16-40A. 6 kA. |  |  | EA.
| - Miniature RCBO 1P. 16A. 6 kA. |  |  | EA.
| - Grounding |  |  | Lot
| - Accessories |  |  | Lot
12.3.2 | Lighting Fixture
| - DECORATIVE HANGING LAMP LED 36W. White Body Warmwhite Color |  |  | Set
" Luzino VIVA OP36/60K(WH)"
| - DOWNLIGHT MR16 5-5.5 W Surface Mounted Warmwhite Color |  |  | Set
| - Up-Down LED 2 x 1 W 12V. Warmwhite Color Installedin Steel Column |  |  | Set
| - Accessories |  |  | Lot
12.3.3 | สวิตช์และเต้ารับไฟฟ้า (Switch & Receptacle Outlet)
| - 1-Gang Single Switch |  |  | Set
| - 2-Gang Single Switch |  |  | Set
| - 3-Gang Single Switch |  |  | Set
| - 1-Gang Switch Water Proof |  |  | Set
| - Duplex Receptacle , 2P+G 15A. |  |  | Set
| - Duplex Receptacle , 2P+G , 15A. (POP-UP) |  |  | Set
| - Duplex Receptacle , 2P+G , Waterpoof |  |  | Set
| - Accessories |  |  | Lot
12.3.4 | Conduit & Raceway , Feeder & Brach Circuit
| - IMC 1/2" |  |  | m.
| - EMT 1/2" |  |  | m.
| - Support + Hanger |  |  | Lot
| - Accessories |  |  | Lot
12.3.5 | Wire&Cable , Feeder & Brach Circuit
| - IEC 01 2.5 sqmm. |  |  | m.
| - IEC 01 4 sqmm. |  |  | m.
| - Accessories |  |  | Lot
12.4 | หมวดงานระบบปรับอากาศ ( Air Condition SPLIT TYPE SYSTEM )
12.4.1 | FANCOIL UNIT
- | ( Wall Mounted ) 30,000 BTU |  |  | Set.
- | Support W/Vibration Isolator |  |  | Lot
12.4.2 | PIPING WORKS
REFRIGERANT PIPE
- | COPPER TUBE PANCAKE COIL #22 |  |  | m.
- | Ø 3/8" (9.5) ( Nominal OD.) #22 |  |  | m.
- | Ø 5/8" (15.9) ( Nominal OD.) #22 |  |  | Lot
- | Fitting |  |  | Lot
12.4.3 | Hanger & Support for Piping Work
CLOSED CELL INSULATION REFRIGERANT PIPE
REFRIGERANT PIPE INSULATION 1/2" THICK
- | Ø 3/8" ( 1238 ) ( Insulation Thick 1/2" ) |  |  | m.
- | Ø 5/8" ( 1258 ) ( Insulation Thick 1/2" ) |  |  | m.
- | Insulation Tape & Adhesive |  |  | Lot
12.4.4 | DRAIN PIPING ( PVC CLASS 8.5 )
- | Ø 1" (25) ( Class 8.5 ) |  |  | m.
- | Fitting |  |  | Lot
- | Hanger & Support for Piping Work |  |  | Lot
12.4.5 | CLOSED CELL INSULATION DRAIN PIPE
- | Ø 1" ( 38138 ) ( Insulation Thick 3/8" ) |  |  | m.
- | Insulation Tape & Adhesive |  |  | Lot
12.4.6 | ACCESSORIES
- | Slim Ductr ( Product MIZU No. 99 ) |  |  | m.
- | Coring wall |  |  | Point
12.4.7 | ELECTRICAL WORK
CONTROL SYSTEMS
- | Wireless Remote Controller |  |  | Set.
12.4.8 | ELECTRICAL WIRE & CABLE
- | Cable THW (IEC01) Ø 2.5 SQ.MM. |  |  | m.
- | 4 Core VCT Ø 2.5 SQ.MM. |  |  | m.
- | Accessories Cable |  |  | Lot
12.4.9 | OTHER
- | Finishing and Cleaning |  |  | Lot
- | Accessories |  |  | Lot
หมวดงานระบบระบายอากาศ( VENTILATION SYSTEMS )
VENTILATION UNIT
- | Ceiling Mount Type 50 CFM |  |  | Set.
- | Support W/Vibration Isolator |  |  | Lot
ELECTRICAL WORK
CONTROL PANEL BOARD, BREAKER, SAFETY SWITCH
- | On-Off Switch |  |  | Set.
ELECTRICAL WIRE & CABLE
- | Cable THW (IEC01) Ø 2.5 SQ.MM. |  |  | m.
- | Accessories Cable |  |  | Lot
CONDUIT & FLEXIBLE
Conduit EMT
- | Conduit EMT Ø 1/2" |  |  | m.
Flexible Conduit
- | Flexible Conduit Ø 1/2" |  |  | m.
- | Fiiting & Accessories |  |  | Lot
- | Hanger & Support |  |  | Lot
DUCTING WORK
GALVANIZED STEEL SHEET
- | Ø 4" (100) (PVC Class 5.5 ) |  |  | m.
- | Hanger & Support |  |  | Lot
FLEXIBLE DUCT W/ INSULATION
- | Flex Ø 4" |  |  | m.
- | Hanger & Support |  |  | Lot
AIR REGISTER
Exhuast Air Register
- | Duct Cap 4" W/ISC. |  |  | Set
OTHER
- | Finishing and Cleaning |  |  | Lot
- | Accessories |  |  | Lot
12.5 | Sanitary Work
12.5.1 | Cold Water Supply Pipe System
PP-R PIPE SDR11 PN10, DIN 8077/78
- | DIAMETER 1-1/2" |  |  | m.
- | DIAMETER 1-1/4" |  |  | m.
- | DIAMETER 1" |  |  | m.
- | DIAMETER 3/4" |  |  | m.
- | DIAMETER 1/2" |  |  | m.
- | PIPE FITTING |  |  | lot.
- | PIPE HANGER AND SUPPORT |  |  | lot.
- | PIPE PAINTING |  |  | lot.
12.5.2 | GATE VALVES
- | DIAMETER 1-1/2" |  |  | set.
- | DIAMETER 1-1/4" |  |  | set.
12.5.3 | CHECK VALVES
- | DIAMETER 1-1/2" |  |  | set.
12.5.4 | WATER METER
- | DIAMETER 1-1/2" |  |  | set.
12.5.5 | HOSE BIBB
- | DIAMETER 3/4" |  |  | set.
12.5.6 | Soil,Waste and Vent Pipe System
PVC PIPE CLASS 8.5 TIS.17-2524(2532)
- | DIAMETER 4" |  |  | m.
- | DIAMETER 3" |  |  | m.
- | DIAMETER 2 1/2" |  |  | m.
- | DIAMETER 2" |  |  | m.
- | DIAMETER 1 1/2" |  |  | m.
- | PIPE FITTING |  |  | lot.
- | PIPE HANGER AND SUPPORT |  |  | lot.
- | PIPE PAINTING |  |  | lot.
12.5.7 | FLOOR DRAIN
- | DIAMETER 2" |  |  | set.
12.5.8 | FLOOR CLEAN OUT
- | DIAMETER 4" |  |  | set.
- | DIAMETER 3" |  |  | set.
- | DIAMETER 2" |  |  | set.
12.5.9 | VENT CAP
- | DIAMETER 2" |  |  | set.
12.5.10 | FLEXIBLE CONNECTOR
- | DIAMETER 4" |  |  | set.
- | TRAP MANHOLE |  |  | set.
- | SEEP |  |  | set.
12.5.11 | Wastewater Treatment System
WASTEWATER TREATMENT TANK
- | CAP. 1 CU.M./DAY |  |  | set.
12.5.12 | Fire Protection System
- | FIRE EXTINGUISHER CABINET |  |  | set.
12.6 | หมวดงานภูมิสถาปัตย์ (Landscape Work)
- | Malasian grass |  |  | sq.m
- | River rock |  |  | sq.m
- | Champa lao tree dia0.15 |  |  | set
- | Kasalong tree dia 0.125 |  |  | set
- | Gardenia 0.80m |  |  | set
- | Korean banyan 1.5m |  |  | set
|  |  | SUMMARY TOTAL | [6 empty] | (THB)

## Structure (hidden)
HONGSA POWER COMPANY
HONGSA POWER COMPANY
Bill Of Quantiy
PROJECT : |  |  | Construction EGAT O&M Accommodation of damage from earthquake nov 2019 | [5 empty] | SUBMIT By. | Mr.Weerawat Chaisalee
BUILDING TYPE : |  |  | ROOM TYPE E | [5 empty] | APPROVED By.
LOCATION: |  |  | BAN CHAMPA, HONGSA DISTRICT. LAO | [5 empty] | DATE
ITEM | DESCRIPTION |  |  | QTY. |  | UNIT | MATERIAL |  | LABOUR |  | TOTAL
[7 empty] | UNIT | TOTAL | UNIT | TOTAL
[7 empty] | COST | (THB) | COST | (THB) | (THB)
1 |  |  | Structure Work |  |  |  |  | 3136240 |  | 1484127 | 4620367
| 1.1 |  | Foundation and Structure Work
|  | 1.1.1 | Preparation works, Clearing and Setting Out | 950 | 950 | Sq.m | 0 | 0 | 110 | 104500 | 104500
|  | 1.1.2 | Excavation | 301 | 300.508 | Cu.m | 0 | 0 | 55 | 16555 | 16555
|  | 1.1.3 | Back Fill | 264 | 263.6586 | Cu.m | 0 | 0 | 55 | 14520 | 14520
|  | 1.1.4 | Sand Back Fill and Compacted | 12 | 12.06 | Cu.m | 640 | 7680 | 120 | 1440 | 9120
|  | 1.1.5 | Concrete 175 Ksc. cube (1:3:5) | 9 | 9.365 | Cu.m | 3100 | 27900 | 300 | 2700 | 30600
|  | 1.1.6 | Concrete 240 Ksc. Cube (1:2:4) | 135 | 134.886 | Cu.m | 3700 | 499500 | 450 | 60750 | 560250
|  | 1.1.7 | Form Work | 923 | 922.68 | Sq.m | 350 | 323050 | 180 | 166140 | 489190
|  | 1.1.8 | Reinforcement Bar |  |  |  | 0 | 0 | 0 | 0 | 0
|  |  | - RB9 (SD24) 0.499 kg/m | 7516 | 7516.396 | Kg. | 35 | 263060 | 7 | 52612 | 315672
|  |  | - DB12 (SD40) 0.898 kg/m | 983 | 982.6324 | Kg. | 35 | 34405 | 7 | 6881 | 41286
|  |  | - DB16 (SD40) 1.58 kg/m | 3765 | 3764.829 | Kg. | 35 | 131775 | 7 | 26355 | 158130
|  |  | - DB20 (SD40) 2.47 kg/m | 3427 | 3427.4934 | Kg. | 35 | 119945 | 7 | 23989 | 143934
|  | 1.1.9 | Wire (No.18) | 440 | 439.6628 | Kg. | 50 | 22000 | 0 | 0 | 22000
|  | 1.1.10 | Nail | 182 | 181.736 | Kg. | 50 | 9100 | 0 | 0 | 9100
|  | 1.1.11 | Wire mash 4 mm. #0.20 m. | 557 | 557 | Sq.m | 40 | 22280 | 30 | 16710 | 38990
|  | 1.1.12 | Wire mash 6 mm. #0.20 m. | 226 | 226 | Sq.m | 85 | 19210 | 30 | 6780 | 25990
| 1.2 |  | Solid Plank Slab 5 cm.THK. (250 KG./SQ.M.) | 557 | 557 | Sq.m | 400 | 222800 | 185 | 103045 | 325845
| 1.3 |  | Structural Steel |  |  |  | 0 | 0 | 0 | 0 | 0
|  | 1.3.1 | C 125x50x20x3.2 mm. (6.13 kg/m) | 7233 | 7233.4 | Kg. | 55 | 397815 | 40 | 289320 | 687135
|  | 1.3.2 | C-150x65x20x3.2 (7.51 kg/m) | 5571 | 5570.7085 | Kg. | 55 | 306405 | 40 | 222840 | 529245
|  | 1.3.3 | SQUARE TUBE[/]100x100x4 mm. (11.73 kg/m.) | 4401 | 4401.096 | Kg. | 55 | 242055 | 40 | 176040 | 418095
|  | 1.3.4 | SQUARE TUBE[/]150x150x4.5 mm. (20.15 kg/m.) | 927 | 926.9 | Kg. | 90 | 83430 | 40 | 37080 | 120510
|  | 1.3.5 | Anti Rust Coating (White Color, TOA or Equal) | 1199 | 1198.824 | Sq.m | 90 | 107910 | 65 | 77935 | 185845
|  | 1.3.6 | Anti Rust Coating and Top Coating (White Color, TOA or Equal) | 1199 | 1199 | Sq.m | 80 | 95920 | 65 | 77935 | 173855
|  | 1.3.7 | Consume Material | 1 | 1 | Ls | 200000 | 200000 | 0 | 0 | 200000
| 1.4 |  | Other (IF) | 1 | 1 | Ls | 0 | 0 | 0 | 0 | 0
|  |  | TOTAL |  |  |  |  | 3136240 |  | 1484127 | 4620367
|  |  | OVERHEAD AND PROFIT | [7 empty] | 462036.7
TOTAL (THB) | [10 empty] | 5082403.7

## Arch. (hidden)
HONGSA POWER COMPANY
HONGSA POWER COMPANY
Bill Of Quantiy
PROJECT : |  |  | Construction EGAT O&M Accommodation of damage from earthquake nov 2019 |  |  |  |  | SUBMIT By. | Thanapat Kanchanavilai
BUILDING TYPE : |  |  | ROOM TYPE E |  |  |  |  | APPROVED By.
LOCATION: |  |  | BAN CHAMPA, HONGSA DISTRICT. LAO |  |  |  |  | DATE
ITEM | DESCRIPTION |  |  | QTY. | UNIT | MATERIAL |  | LABOUR |  | TOTAL
[6 empty] | UNIT | TOTAL | UNIT | TOTAL |  | UNIT | Master list
[6 empty] | COST | (THB) | COST | (THB) | (THB) | COST | 40 | %
2 |  |  | Architecturl Work |  |  |  | 3313539.6 |  | 1432900 | 4746439.6 | 0
| 2.1 |  | Wall
|  | 2.1.1 | 7 CM. Cement Block Wall | 1410 | Sq.m | 224 | 315840 | 120 | 169200 | 485040 | 160 | 224
|  | 2.1.2 | 1.5 CM. PLASTER | 2820 | Sq.m | 168 | 473760 | 90 | 253800 | 727560 | 120 | 168
|  | 2.1.3 | Ceramic Tile 200x250mm. (White Color, Duragres) (Toilet) | 205 | Sq.m | 364 | 74620 | 170 | 34850 | 109470 | 260 | 364
|  | 2.1.4 | Fiber Cement Board Wall | 8 | Sq.m | 518 | 4144 | 280 | 2240 | 6384 | 370 | 518
|  | 2.1.5 | 0.07x0.10 M.Lintel (Material Include Structure Item) | 660 | m. | 126 | 83160 | 70 | 46200 | 129360 | 90 | 126
| 2.2 |  | Floor | [8 empty] | 0
|  | 2.2.1 | F1 Ceramic Tile 300x300 mm. (NON SLIP White Color, COTTO) | 588 | Sq.m | 441 | 259308 | 160 | 94080 | 353388 | 315 | 441
|  | 2.2.2 | F2 Ceramic Tile 200x200mm.(NON SLIP) | 75 | Sq.m | 422.8 | 31710 | 160 | 12000 | 43710 | 302 | 422.8
|  | 2.2.3 | F3 Steel Trowel Finish | 55 | Sq.m | 133 | 7315 | 90 | 4950 | 12265 | 95 | 133
|  | 2.2.4 | F4 Rough Surface | 215 | Sq.m | 133 | 28595 | 90 | 19350 | 47945 | 95 | 133
| 2.3 |  | Ceiling | [8 empty] | 0
|  | 2.3.1 | C1; T-Bar, Gypsum Board 6 mm. (Elephant Brand) | 430 | Sq.m | 490 | 210700 | 180 | 77400 | 288100 | 350 | 490
|  | 2.3.2 | C2; T-Bar, Gypsum Board 6 mm. Moisturized Resistance (Elephant Brand) | 71 | Sq.m | 518 | 36778 | 180 | 12780 | 49558 | 370 | 518
|  | 2.3.3 | C3; T-Bar, Gypsum Board 6 mm. (Elephant Brand) | 145 | Sq.m | 490 | 71050 | 180 | 26100 | 97150 | 350 | 490
|  | 2.3.4 | C4; Smart Board 4 mm. Striped With Frame GALV.Steel 0.55 mm.thk.. (Elephant Brand) | 45 | Sq.m | 399 | 17955 | 220 | 9900 | 27855 | 285 | 399
|  | 2.3.5 | C5; Ventilate Smart Board 4 mm. Striped With Frame GALV.Steel 0.55 mm.thk.. (Elephant Brand) | 250 | Sq.m | 420 | 105000 | 275 | 68750 | 173750 | 300 | 420
| 2.4 |  | Roofing | [8 empty] | 0
|  | 2.4.1 | Roofing Area | 960 | Sq.m. | 0 | 0 | 280 | 268800 | 268800 | 0 | 0
|  | 2.4.2 | Roman Tile 50x120x0.55 cm. Include insulation sheet (Brown Color Elephant Brand) | 2176 | Pcs. | 105 | 228480 | 0 | 0 | 228480 | 75 | 105
|  | 2.4.3 | CPAC Monier Round Ridge 3.3 PCS/m (Brown Color Elephant Brand) | 145 | Pcs. | 93.8 | 13601 | 0 | 0 | 13601 | 67 | 93.8
|  | 2.4.4 | CPAC Monier Round Hip Ridge 3.3 PCS/m (Brown Color Elephant Brand) | 104 | Pcs. | 93.8 | 9755.2 | 0 | 0 | 9755.2 | 67 | 93.8
|  | 2.4.5 | CPAC Monier Hip End. (Elephant Brand, Brown Color) | 4 | Pcs. | 93.8 | 375.2 | 0 | 0 | 375.2 | 67 | 93.8
|  | 2.4.6 | CPAC Monier Ridge End. (Elephant Brand, Brown Color) | 2 | Pcs. | 93.8 | 187.6 | 0 | 0 | 187.6 | 67 | 93.8
|  | 2.4.7 | CPAC Monier Barge. 3 PCS/m (Elephant Brand, Brown Color) | 52 | Pcs. | 93.8 | 4877.6 | 0 | 0 | 4877.6 | 67 | 93.8
|  | 2.4.7 | Eave Filler Set 1EA. = 10 PCS. (Elephant Brand) | 35 | EA. | 378 | 13230 | 0 | 0 | 13230 | 270 | 378
|  | 2.4.8 | Cilp Lock 20 cm. For Structure Steel C 150 | 4360 | EA. | 14 | 61040 | 0 | 0 | 61040 | 10 | 14
|  | 2.4.9 | Hook Bolt 6 in | 350 | EA. | 11.2 | 3920 | 0 | 0 | 3920 | 8 | 11.2
|  | 2.4.10 | EVEN and FASCIA | [8 empty] | 0
|  |  | - Fiber Cement Board 20 cm. | 170 | m. | 476 | 80920 | 80 | 13600 | 94520 | 340 | 476
|  |  | - Fiber Cement Board 25 cm. | 170 | m. | 616 | 104720 | 80 | 13600 | 118320 | 440 | 616
|  | 2.4.11 | Rain water trough galvanized 15x30 cm. | [8 empty] | 0
|  |  | -Rain water trough galvanized 15x30 cm. No 26 | 150 | m. | 490 | 73500 | 140 | 21000 | 94500 | 350 | 490
|  |  | -Pipe galvanized dai. 10 cm. | 24 | m. | 490 | 11760 | 80 | 1920 | 13680 | 350 | 490
|  |  | -PVC Pipe dia. 4 in Class 8.5 | 12 | m. | 378 | 4536 | 60 | 720 | 5256 | 270 | 378
| 2.5 |  | Door-Windows Included Hard Ware | [8 empty] | 0
|  | 2.5.1 | D1 ALUMINIUM DOOR 2-80X200 CM.,SWING. Included Equipment | 1 | Set | 23800 | 23800 | 4500 | 4500 | 28300 | 17000 | 23800
|  | 2.5.2 | D2 PLYWOOD DOOR 80x200 CM. Included Equipment | 40 | Set | 3990 | 159600 | 850 | 34000 | 193600 | 2850 | 3990
|  | 2.5.3 | D3 PVC DOOR 70x180 CM. Included Equipment | 20 | Set | 1960 | 39200 | 700 | 14000 | 53200 | 1400 | 1960
|  | 2.5.4 | D4 HARD WOOD DOOR 80x200 CM. Included Equipment | 20 | Set | 3528 | 70560 | 850 | 17000 | 87560 | 2520 | 3528
|  | 2.5.5 | D5 HARD WOOD DOOR 80x200 CM Included Equipment | 2 | Set | 3850 | 7700 | 850 | 1700 | 9400 | 2750 | 3850
|  | 2.5.6 | W1 Aluminum Sliding Window 120x110 cm. Clear Glass 6 mm. thk. Incloded Equipment, Mosquito wire screen | 40 | Set | 4620 | 184800 | 750 | 30000 | 214800 | 3300 | 4620
|  | 2.5.7 | W2 | 2 | Set | 2730 | 5460 | 750 | 1500 | 6960 | 1950 | 2730
|  | 2.5.8 | W3 | 40 | Set | 728 | 29120 | 350 | 14000 | 43120 | 520 | 728
|  | 2.5.9 | W4 | 2 | Set | 9730 | 19460 | 900 | 1800 | 21260 | 6950 | 9730
|  | 2.5.10 | MOSQUITO WIRE SCREEN | [8 empty] | 0
|  |  | -For D2 | 20 | Set | 1190 | 23800 | 330 | 6600 | 30400 | 850 | 1190
|  |  | -For D4 | 20 | Set | 1190 | 23800 | 330 | 6600 | 30400 | 850 | 1190
| 2.6 |  | Paint | [8 empty] | 0
|  | 2.6.1 | W1: Acrylic Interior Paint (White Color, TOA or Equal) | 2325 | Sq.m | 98 | 227850 | 40 | 93000 | 320850 | 70 | 98
|  | 2.6.2 | W1: Acrylic Exterior Paint (White Color, TOA or Equal) | 420 | Sq.m | 98 | 41160 | 40 | 16800 | 57960 | 70 | 98
|  | 2.6.3 | C3: Acrylic Interior Paint (White Color, TOA or Equal) | 0 | Sq.m | 98 | 0 | 40 | 0 | 0 | 70 | 98
|  | 2.6.4 | C4: Acrylic Exterior Paint (White Color, TOA or Equal) | 45 | Sq.m | 98 | 4410 | 40 | 1800 | 6210 | 70 | 98
|  | 2.6.5 | C5: Acrylic Exterior Paint (White Color, TOA or Equal) | 250 | Sq.m | 98 | 24500 | 40 | 10000 | 34500 | 70 | 98
|  | 2.6.6 | ENAMEL PAINT (Brown Color, TOA or Equal) | 209 | Sq.m | 98 | 20482 | 40 | 8360 | 28842 | 70 | 98
| 2.7 |  | Miscellaneous | [8 empty] | 0
|  | 2.7.1 | Counter Concrete 0.60x0.80x2.00 m. (Included Ceramic Tile 0.20x0.20 m. and Hard ware) | 1 | Ls. | 77000 | 77000 | 20000 | 20000 | 97000 | 55000 | 77000
| 2.8 |  | Other | 1 | Ls. | 0 | 0 | 0 | 0 | 0 | 0 | 0
|  |  | TOTAL |  |  |  | 3313539.6 |  | 1432900 | 4746439.6
|  |  | OVERHEAD AND PROFIT | [6 empty] | 474643.96
TOTAL (THB) | [9 empty] | 5221083.56

## M&E (hidden)
HONGSA POWER COMPANY
HONGSA POWER COMPANY
Bill Of Quantiy
PROJECT : |  |  | Construction EGAT O&M Accommodation |  |  |  |  | SUBMIT By. | Mr.Wongsathorn Trakoonsantimaitree
BUILDING TYPE : |  |  | TYPE E |  |  |  |  | APPROVED By.
LOCATION: |  |  | BAN CHAMPA, HONGSA DISTRICT. LAO |  |  |  |  | DATE | 7 February 2020.
ITEM | DESCRIPTION |  |  | QTY. | UNIT | MATERIAL |  | LABOUR |  | TOTAL
[6 empty] | UNIT | TOTAL | UNIT | TOTAL
[6 empty] | COST | (THB) | COST | (THB) | (THB)
4 |  |  | Electrical System |  |  |  | 1100032.2 |  | 374310 | 1474342.2
| 4.1 | Panel Board and Circuit Breaker
|  | 4.1.1 | Load Panel : LP1
|  | - | Panel 3 phase 4 wires 250 A, IC>25 KA 42 ckt | 1 | set | 17900 | 17900 | 550 | 550 | 18450
|  | - | Main CB 250AT/250 AF, 3P IC>25 KA | 1 | set | 11530 | 11530 | 550 | 550 | 12080
|  | - | CB 40AT, 1P, IC > 6KA | 20 | ea | 510 | 10200 | 55 | 1100 | 11300
|  | - | CB 32AT, 1P, IC > 6KA | 4 | ea | 225 | 900 | 55 | 220 | 1120
|  | - | CB 20AT, 1P, IC > 6KA | 6 | ea | 225 | 1350 | 55 | 330 | 1680
|  | - | CB 16AT, 1P, IC > 6KA | 2 | ea | 225 | 450 | 55 | 110 | 560
|  | 4.1.2 | Customer Unit : CU
|  | - | Panel 1 phase 2 wires , IC>10 KA 6 ckt (คิดที่ 15%ของจำนวน 20) | 3 | set | 2600 | 7800 | 330 | 990 | 8790
|  | - | Panel 1 phase 2 wires , IC>10 KA 6 ckt (ค่าแรงติดตั้ง) | 17 | set | 0 | 0 | 330 | 5610 | 5610
|  | - | Main CB 40AT, 2P IC > 10 KA | 20 | set | 1450 | 29000 | 110 | 2200 | 31200
|  | - | RCBO 32AT, 1P, 30 mA, IC > 6KA | 20 | ea | 2190 | 43800 | 55 | 1100 | 44900
|  | - | CB 20AT, 1P, IC > 6KA | 40 | ea | 225 | 9000 | 55 | 2200 | 11200
|  | - | CB 16AT, 1P, IC > 6KA | 20 | ea | 225 | 4500 | 55 | 1100 | 5600
|  | 4.1.3 | Junction Box
|  | - | Junction Box | 532 | ea | 32 | 17024 | 55 | 29260 | 46284
|  | - | Junction Box (wp) | 20 | ea | 57 | 1140 | 55 | 1100 | 2240
|  | 4.1.4 | Kilo Watt Hour Meter
|  | - | Kilo Watt Hour Meter 1 Phase 220 V 15/45A (คิดที่ 15%ของจำนวน 20) | 3 | set | 2000 | 6000 | 240 | 720 | 6720
|  | - | Kilo Watt Hour Meter 1 Phase 220 V 15/45A (ค่าแรงติดตั้ง) | 17 | set | 0 | 0 | 240 | 4080 | 4080
| 4.2 | Cable & Wire
|  | 4.2.1 | IEC 01 THW, 450/750 V, 70 °C
|  | - | 2.5 Sqmm, | 2375 | m | 12.1 | 28737.5 | 6 | 14250 | 42987.5
|  | - | 4 Sqmm. | 10947 | m | 18.7 | 204708.9 | 8 | 87576 | 292284.9
|  | - | 6 Sqmm, | 140 | m | 30 | 4200 | 13 | 1820 | 6020
|  | - | 10 Sqmm. | 1800 | m | 49.3 | 88740 | 23 | 41400 | 130140
|  | - | 35 Sqmm. | 30 | m | 171 | 5130 | 30 | 900 | 6030
|  | 4.2.2 | FD-0.6/1KV-CV, 0.6/1KV, 90 °C
|  | - | 120 Sqmm, | 220 | m | 593.4 | 130548 | 65 | 14300 | 144848
| 4.3 | Raceway
|  | 4.3.1 | EMT Conduit
|  | - | 1/2" EMT | 1844 | m | 44.3 | 81689.2 | 18 | 33192 | 114881.2
|  | - | 3/4" EMT | 80 | m | 64 | 5120 | 26 | 2080 | 7200
|  | 4.3.1 | IMC Conduit
|  | - | 2" IMC | 17 | m | 365.3 | 6210.1 | 91 | 1547 | 7757.1
|  | - | 4" IMC | 9 | m | 934 | 8406 | 195 | 1755 | 10161
|  | 4.3.2 | PVC Conduit
|  | - | 1/2" PVC | 10 | m | 18 | 180 | 10 | 100 | 280
|  | 4.3.3 | Wire Way (Epoxy-Polyester powder paint thickness 2 mm. )
|  | - | 100x100 mm. | 60 | m | 550 | 33000 | 75 | 4500 | 37500
|  | - | 150x100 mm. | 63 | m | 673 | 42399 | 100 | 6300 | 48699
|  | 4.3.4 | Flexible conduit
|  | - | 1/2" EMT | 160 | m | 10 | 1600 | 4 | 640 | 2240
|  | - | 3/4" EMT | 40 | m | 15 | 600 | 6 | 240 | 840
|  | 4.3.5 | HDPE conduit
|  | - | 2" HDPE | 56 | m | 83 | 4648 | 48 | 2688 | 7336
|  | - | 4" HDPE | 28 | m | 248 | 6944 | 79 | 2212 | 9156
|  | 4.3.6 | Man Hole | 2 | set | 4000 | 8000 | 950 | 1900 | 9900
|  | 4.3.7 | Fitting & Accessory | 1 | lot | 15300 | 15300 | 8500 | 8500 | 23800
| 4.4 | Lighthing Fixture |  |  |  |  | 0 |  | 0 | 0
|  | 4.4.1 | Compact Fluorescent 2x26W, Acrylic or Glass cover (ทดแทน รุ่น EVE TH-LED Ceiling DOB 24W)(คิด15%) | 6 | set | 625 | 3750 | 120 | 720 | 4470
|  | 4.4.1.1 | - Compact Fluorescent 2x26W, Acrylic or Glass cover (ค่าแรงติดตั้งโคมเก่า) | 34 | set | 0 | 0 | 120 | 4080 | 4080
|  | 4.4.1.2 | - EVE lighting LED Ceiling Kit DOB Daylight 6,000K 24W (เปลี่ยนหลอดใหม่ทั้งหมด) | 40 | set | 249 | 9960 | 45 | 1800 | 11760
|  | 4.4.2 | Compact Fluorescent 1x18W, Acrylic or Glass cover (ทดแทน รุ่น EVE TH-LED Ceiling DOB 12W)(คิด15%) | 6 | set | 490 | 2940 | 120 | 720 | 3660
|  | 4.4.2.1 | - Compact Fluorescent 1x18W, Acrylic or Glass cover (ค่าแรงติดตั้งโคมเก่า) | 34 | set | 0 | 0 | 120 | 4080 | 4080
|  | 4.4.2.2 | - EVE lighting LED Ceiling Kit DOB Daylight 6,000K 12W (เปลี่ยนหลอดใหม่ทั้งหมด) | 40 | set | 179 | 7160 | 45 | 1800 | 8960
|  | 4.4.3 | Downlight, Compact Fluorescent 1x18W, Dia 6" (ความเสียหายคิดที่ 15% ของจำนวนทั้งหมด60) | 9 | set | 360 | 3240 | 120 | 1080 | 4320
|  | 4.4.3.1 | - Downlight, Compact Fluorescent 1x18W, Dia 6" (ค่าแรงติดตั้งโคมเก่า) | 51 | set | 0 | 0 | 120 | 6120 | 6120
|  | 4.4.3.2 | - EVE lighting Compact Fluorescent Daylight E27, 18W (เปลี่ยนหลอดใหม่ทั้งหมด) | 60 | set | 130 | 7800 | 35 | 2100 | 9900
|  | 4.4.4 | Emergency Light, 12V-2.9AH 2*3Watts MODEL NAU 203 NC 5 LED, Operate time at leasr 2 Hrs | 5 | set | 2500 | 12500 | 120 | 600 | 13100
|  | 4.4.5 | Exit Sign, LED Lamp. Self Contain Battery, Operate time at least 2 Hrs | 1 | set | 3400 | 3400 | 120 | 120 | 3520
| 4.5 | Swith & Outlet
|  | 4.5.1 | 16A 250V, Single Pole Switch +Plastic plate | 87 | set | 65 | 5655 | 88 | 7656 | 13311
|  | 4.5.2 | 16A 250V, Single Pole Switch w/lamp +Plastic plate | 20 | set | 198 | 3960 | 88 | 1760 | 5720
|  | 4.5.4 | 16A 250V 2P+G, Duplex Outlet +Plastic plate (WEG15929)+(WEG6803WK) | 119 | set | 215 | 25585 | 88 | 10472 | 36057
| 4.5 | Grounding System |  |  |  |  | 0 |  | 0 | 0
|  | 4.5.1 | Ground Rod 5/8" x 10' | 3 | set | 1500 | 4500 | 350 | 1050 | 5550
|  | 4.5.2 | Test Box | 1 | set | 2500 | 2500 | 330 | 330 | 2830
|  | 4.5.3 | Exothermic Weld | 1 | lot | 1200 | 1200 | 850 | 850 | 2050
| 4.6 | Fire Alarm System |  |  |  |  | 0 |  | 0 | 0
|  | 4.6.1 | Monitor Module For Detector Zone | 3 | set | 1611 | 4833 | 88 | 264 | 5097
|  | 4.6.2 | Monitor Module For Manual Zone | 1 | set | 1320 | 1320 | 88 | 88 | 1408
|  | 4.6.3 | Control Module For Alarm Zone | 1 | set | 1887 | 1887 | 88 | 88 | 1975
|  | 4.6.4 | Fire Alarm Terminal Box | 1 | set | 1850 | 1850 | 450 | 450 | 2300
|  | 4.6.5 | Smoke Detector | 47 | set | 1050 | 49350 | 165 | 7755 | 57105
|  | 4.6.6 | Manual Station | 1 | set | 920 | 920 | 165 | 165 | 1085
|  | 4.6.7 | Alarm Bell | 3 | set | 927 | 2781 | 209 | 627 | 3408
|  | 4.6.8 | Cable & Wire
|  | - | FR 2C - 2.5 Sqmm, | 90 | m | 102 | 9180 | 14 | 1260 | 10440
|  | - | VCT 2C - 1.5 Sqmm, | 312 | m | 35 | 10920 | 11 | 3432 | 14352
|  | 4.6.9 | Raceway
|  | - | 1/2" EMT | 402 | m | 44.3 | 17808.6 | 18 | 7236 | 25044.6
|  | - | Flexible Conduit 1/2" | 47 | m | 10 | 470 | 4 | 188 | 658
|  | 4.6.10 | Fitting & Accessory | 1 | lot | 6300 | 6300 | 3500 | 3500 | 9800
| 4.7 | Communication System
|  | 4.7.1 | RJ45 Cat.6 Modular Jack | 3 | set | 375 | 1125 | 110 | 330 | 1455
|  | 4.7.2 | Patch Panel | 1 | set | 3500 | 3500 | 330 | 330 | 3830
|  | 4.7.3 | UTP Cat.6 Patch Panel
|  | - | 1 x 12 Ports | 1 | set | 3090 | 3090 | 440 | 440 | 3530
|  | 4.7.4 | Cat.6 Patch Cords | 1 | set | 320 | 320 | 90 | 90 | 410
|  | 4.7.5 | Fiber Optic Patch Cords | 1 | set | 880 | 880 | 165 | 165 | 1045
|  | 4.7.6 | Cable Management | 1 | set | 360 | 360 | 220 | 220 | 580
|  | 4.7.7 | Rack 19"
|  | - | 6 U | 1 | set | 3560 | 3560 | 330 | 330 | 3890
|  | 4.7.8 | Cable & Wire
|  | - | UTP Cat.6 4 Pairs | 68 | m | 15 | 1020 | 12 | 816 | 1836
|  | 4.7.9 | Raceway
|  | - | 1/2" EMT | 3 | m | 44.3 | 132.9 | 18 | 54 | 186.9
|  | - | Flexible Conduit 1/2" | 3 | m | 10 | 30 | 4 | 12 | 42
|  | 4.7.10 | Fitting & Accessory | 1 | lot | 5150 | 5150 | 2750 | 2750 | 7900
| 4.8 | MATV System
|  | 4.8.1 | TV Outlet (Panasonic WEG2501) + Plastic plate 1 Device (Panasonic WEG6801WK) | 41 | set | 242 | 9922 | 110 | 4510 | 14432
|  | 4.8.2 | 4 Ways Splitter (dBy - 401S) | 6 | ea | 100 | 600 | 88 | 528 | 1128
|  | 4.8.3 | 4 Ways Tap Off (dBy - 402T) | 6 | ea | 100 | 600 | 88 | 528 | 1128
|  | 4.8.4 | Cable & Wire
|  | - | Coaxial Cable RG6 (Indoor) | 488 | m | 18 | 8784 | 12 | 5856 | 14640
|  | - | Coaxial Cable RG11 (Indoor) |  |  |  | 0 |  | 0 | 0
|  | 4.8.5 | Raceway
|  | - | 1/2" EMT | 380 | m | 44.3 | 16834 | 18 | 6840 | 23674
|  | 4.8.6 | Fitting & Accessory | 1 | lot | 5600 | 5600 | 3000 | 3000 | 8600
5 |  |  | Air Conditioning System |  |  |  | 330750 |  | 146600 | 477350
| 5.1 | Splite-Type Air Conditioning & Ventilation Fan Unit
|  | 5.1.1 | Split-Type Air Conditioning Unit Carrier 9,000 BTU Model. 38ABF010/42ABF010 | 20 | set | 13500 | 270000 | 2850 | 57000 | 327000
|  | 5.1.1.1 | - Split-Type Air Conditioning Unit Carrier 9,000 BTU (ค่าแรงติดตั้งแอร์เก่า) | 20 | set | 0 | 0 | 2850 | 57000 | 57000
|  | 5.1.2 | Ventiation Fan
|  | - | Ceiling Mount Ventilation Fan (25 L/s,_Pa) (คิดที่ 15%ของจำนวน 20) | 20 | set | 1600 | 32000 | 540 | 10800 | 42800
|  | - | Ceiling Mount Ventilation Fan (25 L/s,_Pa) (ค่าแรงติดตั้งพัดลมเก่า) | 20 | set | 0 | 0 | 540 | 10800 | 10800
| 5.2 | Piping Work |  | 1 | lot | 16450 | 16450 | 5500 | 5500 | 21950
|  | 5.2.1 | PVC Pipe Class 8.5 (Drain Pipe) |  |  | 0 | 0 | 0 | 0 | 0
|  | - | Dia 20 mm. |  |  | 0 | 0 | 0 | 0 | 0
|  | 5.2.2 | Refrigerant Cu Tube Type L |  |  | 0 | 0 | 0 | 0 | 0
|  | - | Dia 10 mm. (Norminal OD.) |  |  | 0 | 0 | 0 | 0 | 0
|  | - | Dia 19 mm. (Norminal OD.) |  |  | 0 | 0 | 0 | 0 | 0
|  | 5.2.3 | Fitting & Support |  |  | 0 | 0 | 0 | 0 | 0
| 5.3 | Pipe Insulation |  | 1 | lot | 12300 | 12300 | 5500 | 5500 | 17800
|  | 5.3.1 | 19 mm. Closed Cell Foam |  |  | 0 | 0 | 0 | 0 | 0
|  | - | Dia 20 mm. |  |  | 0 | 0 | 0 | 0 | 0
|  | 5.3.2 | 25 mm. Closed Cell Foam |  |  | 0 | 0 | 0 | 0 | 0
|  | - | Dia 10 mm. (Norminal OD.) |  |  | 0 | 0 | 0 | 0 | 0
|  | - | Dia 19 mm. (Norminal OD.) |  |  | 0 | 0 | 0 | 0 | 0
| 5.4 | Electrical & Control System |  | 1 | lot | 0 | 0 | 0 | 0 | 0
|  |  | TOTAL |  |  |  | 1430782.2 |  | 520910 | 1951692.2
|  |  | OVERHEAD AND PROFIT | [6 empty] | 195169.22
TOTAL (THB) | [9 empty] | 2146861.42

## Sanitary (hidden)
HONGSA POWER COMPANY
HONGSA POWER COMPANY
Bill Of Quantiy
PROJECT : |  |  | Construction EGAT O&M Accommodation of damage from earthquake nov 2019 |  |  |  |  | SUBMIT By. | YTS.
BUILDING TYPE : |  |  | ROOM TYPE E |  |  |  |  | APPROVED By.
LOCATION: |  |  | BAN CHAMPA, HONGSA DISTRICT. LAO |  |  |  |  | DATE | 11 / 02 / 2020
ITEM | DESCRIPTION |  |  | QTY. | UNIT | MATERIAL |  | LABOUR |  | TOTAL
[6 empty] | UNIT | TOTAL | UNIT | TOTAL
[6 empty] | COST | (THB) | COST | (THB) | (THB)
3 |  |  | Sanitary
| 3.1 |  | SANITRAYWARE
|  | 3.1.1 | Water Closet NC-7554-WA/T9 | 20 | Ea. | 1670 | 33400 | 450 | 9000 | 42400 | 1667.06
|  | 3.1.2 | Wash Basin (NASCO N-030) | 20 | Ea. | 458 | 9160 | 330 | 6600 | 15760 | 457.96
|  | 3.1.3 | Babin Faucet / P-Trap / Water Hoses (GFA-005-100A/1 ) | 20 | Ea. | 910 | 18200 | 120 | 2400 | 20600 | 905.22
|  | 3.1.4 | Mirror (PVC.Frame ) Boss K203-WHI | 20 | Ea. | 195 | 3900 | 70 | 1400 | 5300 | 192.6
|  | 3.1.6 | Shower Faucet (GLOBO GF-01-470-50 ) | 20 | Ea. | 380 | 7600 | 70 | 1400 | 9000 | 375.57
|  | 3.1.7 | Tissue Holder (PIXO FS07 ) | 20 | Ea. | 140 | 2800 | 70 | 1400 | 4200 | 139.1
|  | 3.1.8 | Soap Holder (COTTO C-805) | 20 | Ea. | 366 | 7320 | 70 | 1400 | 8720 | 365.94
|  | 3.1.9 | Towel Bar ( WATSON รุ่น AX-5504) | 20 | Ea. | 505 | 10100 | 70 | 1400 | 11500 | 502.9
|  | 3.1.10 | Rinsing Spray (PREMA PM600#WH(HM) | 20 | Ea. | 215 | 4300 | 70 | 1400 | 5700 | 212.93
|  | 3.1.11 | Watet Tap Dia.1/2 inch ( VEGARR KITRB005S-SK ) | 23 | Ea. | 185 | 4255 | 25 | 575 | 4830 | 181.9
|  | 3.1.12 | Floor Drain Dia. 3 inch ( VEGARR VFD0302 ) | 20 | Ea. | 210 | 4200 | 70 | 1400 | 5600 | 208.65
|  | 3.1.13 | Water Heater 4,500 W ( Panasonic DH-4HS1T)
|  | - | Water Heater 4,500 W ( คิด 15% ของทั้งหมด 20 เครื่อง) | 3 | Ea. | 4175 | 12525 | 550 | 1650 | 14175 | 4173
|  | - | Water Heater 4,500 W ( คิดค่าแรงติดตั้งที่เหลือ 17 เครื่อง) | 17 | Ea. | 0 | 0 | 550 | 9350 | 9350 | 4173
|  | 3.1.14 | Stainless Zink Embed counter ( Cover set and Zinktrap valve) | 1 | Set. | 2785 | 2785 | 300 | 300 | 3085 | 2782
|  | 3.1.15 | Other | 1 | Ls. | 10000 | 10000 | 5500 | 5500 | 15500
| 3.2 |  | Water Supply System
|  | 3.2.1 | Pipe | [8 empty] | 35 P.% |  | Lm
|  |  | -PVC Dia. 1/2 inch ( Class 13.5 ) Thaipipe Or SCG | 390 | m. | 15 | 5850 | 5 | 1950 | 7800 | 14.1775 | 5.25 |  | 382
|  |  | -PVC Dia. 1-1/2 inch ( Class 13.5 ) Thaipipe Or SCG | 138 | m. | 46 | 6348 | 16 | 2208 | 8556 | 45.475 | 16.1 |  | 130
|  |  | -PVC Dia. 1 inch ( Class 8.5 ) Thaipipe Or SCG | 114 | m. | 19 | 2166 | 7 | 798 | 2964 | 18.725 | 6.65 |  | 106
|  |  | -PVC Dia. 2 inch ( Class 8.5 ) Thaipipe Or SCG | 54 | m. | 49 | 2646 | 17 | 918 | 3564 | 48.15 | 17.15 |  | 46
|  |  | -PVC Dia. 3 inch ( Class 8.5 ) Thaipipe Or SCG | 218 | m. | 106 | 23108 | 37 | 8066 | 31174 | 105.6625 | 37.1 |  | 210
|  |  | -PVC Dia.. 4 inch ( Class 8.5 ) Thaipipe Or SCG | 165 | m. | 172 | 28380 | 60 | 9900 | 38280 | 171.2 | 60.2 |  | 157
|  |  | -PVC Dia. 6 inch ( Class 8.5 ) Thaipipe Or SCG | 165 | m. | 363 | 59895 | 127 | 20955 | 80850 | 362.4625 | 127.05 |  | 157
|  |  | - HDPE PE100 PN 6.3 OD. 110 mm. | 100 | m. | 244 | 24400 | 200 | 20000 | 44400 | 243.96 | 200
|  | 3.2.2 | VALVE
|  |  | - Brass Gate Valve Dia. 1/2 inch ( Sanwa ) | 21 | Set | 200 | 4200 | 70 | 1470 | 5670 | 158.36 | 70
|  |  | - Brass Gate Valve Dia. 1-1/2 inch ( Sanwa ) | 1 | Set | 570 | 570 | 200 | 200 | 770 | 569.24 | 199.5
|  |  | - Stop valve 2 way Dia. 1-1/2 inch ( Sanwa ) | 21 | Ea. | 80 | 1680 | 28 | 588 | 2268 | 79.18 | 28 |  | 21
|  |  | - Stop valve 3 way Dia. 1-1/2 inch ( Sanwa ) | 20 | Ea. | 151 | 3020 | 53 | 1060 | 4080 | 150.87 | 52.85 |  | 20
|  | 3.2.3 | SEPTIC TANK
|  |  | -Packet Septic Filter Tank DOS 6000 Liter / Air Pump ( DFF 6000+AB200 ) | 1 | Set | 123573 | 123573 | 98750 | 98750 | 222323 | 123572.9625
|  |  | -Packet Seepage Cement Tank ( RC.Ring / Boken /Cabon ) | 1 | Set | 6000 | 6000 | 2500 | 2500 | 8500 | 6000
|  | 3.2.4 | WATER METER
|  |  | Water rmeter Dia. 1/2 inch ( Asahi GMK. ) | 21 | Set | By HPC. | 0 | 60 | 1260 | 1260 | 1209.1
|  |  | Water rmeter Dia. 1-1/2 inch ( Asahi GMK. ) | 1 | Set | By HPC. | 0 | 180 | 180 | 180 | 4858.87
|  | 3.2.5 | Pipe Fitting
( Dia. 1/2 inch )
|  |  | Brass female socket Dia.1/2 inch. | 150 | Ea. | 28 | 4200 | 0 | 0 | 4200 | 27.82 |  | 7 ea/room |  | 147
|  |  | PVC. socket Dia.1/2 inch. | 90 | Ea. | 4 | 360 | 0 | 0 | 360 | 3.21 |  | 4 ea/room |  | 84
|  |  | PVC. Elbow 90° Dia. 1/2 inch. | 525 | Ea. | 4 | 2100 | 0 | 0 | 2100 | 3.745 |  | 25 ea/room |  | 525
|  |  | PVC. Tee 90° Dia. 1/2 inch. | 105 | Ea. | 6 | 630 | 0 | 0 | 630 | 5.136 |  | 5 ea/room |  | 105
|  |  | PVC. Grip Dia. 1/2 inch. | 200 | Ea. | 1 | 200 | 0 | 0 | 200 | 0.642 |  | 9 ea/room |  | 189
|  |  | ( Dia. 1 inch ) |  |  |  |  | 0 | 0 | 0
|  |  | PVC. socket Dia.1 inch. ( หนา ) | 20 | Ea. | 8 | 160 | 0 | 0 | 160 | 6.527 |  | 10 ea/line |  | 20
|  |  | PVC. Elbow 90° Dia. 1 inch. ( หนา ) | 25 | Ea. | 10 | 250 | 0 | 0 | 250 | 9.095 |  | 6 ea/line+1 |  | 25
|  |  | PVC. Tee 90° Dia. 1 inch. ( หนา ) | 25 | Ea. | 15 | 375 | 0 | 0 | 375 | 13.375 |  | 7 ea/line+1 |  | 25
|  |  | ( Dia. 2 inch ) |  |  |  |  | 0 | 0 | 0
|  |  | PVC. Elbow 90° Dia. 2 inch. ( บาง ) | 65 | Ea. | 11 | 715 | 0 | 0 | 715 | 10.7 |  | 2 ea/room |  | 63
|  |  | PVC. Elbow 45° Dia. 2 inch. ( บาง ) | 84 | Ea. | 13 | 1092 | 0 | 0 | 1092 | 12.84 |  | 4 ea/room |  | 84
|  |  | ( Dia. 3 inch ) |  |  |  |  | 0 | 0 | 0
|  |  | PVC. socket Dia. 3 inch. ( บาง ) | 23 | Ea. | 25 | 575 | 0 | 0 | 575 | 24.61 |  | 1 ea/room |  | 21
|  |  | PVC. Elbow 45° Dia. 3 inch. ( บาง ) | 45 | Ea. | 31 | 1395 | 0 | 0 | 1395 | 30.281 |  | 2 ea/room |  | 42
|  |  | PVC. Tee - Reducing Dia. 3 - 1 inch. ( หนา ) | 23 | Ea. | 111 | 2553 | 0 | 0 | 2553 | 110.21 |  | 1 ea/room |  | 21
|  |  | PVC. Tee Y - Reducing Dia. 3 - 2 inch. ( บาง ) | 26 | Ea. | 190 | 4940 | 0 | 0 | 4940 | 189.39 |  | 1ea/room | (+4) | 24
|  |  | ( Dia. 4 inch ) |  |  |  |  | 0 | 0 | 0
|  |  | PVC. socket Dia. 4 inch. ( บาง ) | 23 | Ea. | 35 | 805 | 0 | 0 | 805 | 34.989 |  | 1ea/room |  | 21
|  |  | PVC. Elbow 45° Dia. 4 inch. ( บาง ) | 43 | Ea. | 76 | 3268 | 0 | 0 | 3268 | 75.435 |  | 2ea/room |  | 41
|  |  | PVC. Reducing Dia. 4 - 2 inch. ( บาง )เยื้องศูนย์ | 23 | Ea. | 97 | 2231 | 0 | 0 | 2231 | 96.3 |  | 1ea/room |  | 21
|  |  | PVC. Reducing Dia. 4 - 3 inch. ( บาง )เยื้องศูนย์ | 23 | Ea. | 97 | 2231 | 0 | 0 | 2231 | 96.3 |  | 1ea/room |  | 21
|  |  | PVC. Tee Y Dia. 4 inch. ( บาง ) | 23 | Ea. | 173 | 3979 | 0 | 0 | 3979 | 172.27 |  | 1 ea/room |  | 21
|  |  | PVC. Tee - Reducing Dia. 4 - 1 inch. ( หนา ) | 23 | Ea. | 364 | 8372 | 0 | 0 | 8372 | 363.8 |  | 1 ea/room |  | 21
|  |  | ( Dia. 6 inch ) |  |  |  |  | 0 | 0 | 0
|  |  | PVC. socket Dia. 6 inch. ( บาง ) | 23 | Ea. | 188 | 4324 | 0 | 0 | 4324 | 187.25 |  | ea/room |  | 10
|  |  | PVC. Elbow 45° Dia. 6 inch. ( บาง ) | 6 | Ea. | 247 | 1482 | 0 | 0 | 1482 | 246.1 |  | 2ea/co |  | 6
|  |  | PVC. Reducing Dia. 6 - 4 inch. ( บาง )เยื้องศูนย์ | 23 | Ea. | 161 | 3703 | 0 | 0 | 3703 | 160.5 |  | 1ea/room |  | 21
|  |  | PVC. Tee Y Dia. 6 inch. ( บาง ) | 5 | Ea. | 173 | 865 | 0 | 0 | 865 | 172.27 |  | 2 ea/line |  | 5
|  |  | PVC. Tee Y Reducing Dia. 6 - 4 inch. ( บาง ) | 1 | Ea. | 991 | 991 | 0 | 0 | 991 | 990.82 |  | 1 ea/line |  | 1
|  | 3.2.6 | SUPPORT PIPE
|  |  | - Split Ring Hanger 3" SR19 ( Bolt Dia. 3/8" ) | 84 | Ea. | 29 | 2436 | 10 | 840 | 3276 | 28.89 | 5.8 | 4ea/room |  | 84
|  |  | - Split Ring Hanger 4" SR19 ( Bolt Dia. 3/8" ) | 80 | Set | 33 | 2640 | 10 | 800 | 3440 | 32.1 | 6.6 | 4ea/room |  | 80
|  | 3.2.7 | CLEAN OUT
|  |  | Brass Clean out Dai 3 inch | 1 | Set | 86 | 86 | 120 | 120 | 206 | 85.6 |  | 1 ea | ส่วนกลาง | 1
|  |  | Brass Clean out Dai 4 inch | 26 | Set | 182 | 4732 | 120 | 3120 | 7852 | 181.9 |  | 1 ea/room |  | 26
|  |  | Brass Clean out Dai 6 inch | 6 | Set | 407 | 2442 | 120 | 720 | 3162 | 406.6 |  | 6 ea
|  | 3.2.8 | INSTALL ZINK
|  |  | Zink ( for room ) วัสดุของเดิม | 1 | Ls. | By HPC. | 0 | 100 | 100 | 100
|  | 3.2.9 | Excavation work for pipelines | 1 | Ls. | 0 | 0 | 7500 | 7500 | 7500 | 7425 |  |  |  | 123.75
|  |  | Summary cost material |  |  |  | 486513
|  | 3.2.10 | Imported materials list 40% | 40% | Ls. |  | 194605.2 | 0 | 0 | 194605.2
|  |  | TOTAL |  |  |  | 681118.2 |  | 229178 | 910296.2
|  |  | OVERHEAD AND PROFIT 10 % | [6 empty] | 91029.62
TOTAL (THB) | [9 empty] | 1001325.82